## Sheet1
TARIFF GUIDELINES FOR GRIDCO
| ORIGINAL FORMAT |  |  | REVISED FORMAT
OERC FORM NO |  | SUBJECT | PAGE NO | ACTION TAKEN | TRT NO. | PAGE NO
1 | TECHNICAL
| TRT-1 | Generation plan as proposed by Generators | 1-3 | Revised | TRT-1 | .1-3
| TRT-2 | Schedule of maintenance of Generators | 4-5 | No change | TRT-2 | 4
| TRT-3 | Assessment of consumption | 6 | Deleted | -
| TRT-4 | Monthly Assessment of consumption | 7 | Revised | TRT-3 | 5
| TRT-5 | Assessment of Demand | 8 | Revised | TRT-4 | 6
| TRT-6 | Input to Orissa grid | 9 | Not related to GRIDCO. To be incorporate in OPTCL Format. | -
| TRT-7 | Output of EHT GRID S/S excluding Auto_transformers | 10
| TRT-8 | Calculation of transmission loss in EHT system | 11
| TRT-9 | Tariff for thermal station | 12-13 | One format for State Thermal station & another format for Central Thermal station. | TRT-6 & TRT- 9 | 8 &11
| TRT-10 | Tariff for OHPC | 14 | All the formats merged to one format. | TRT-5 | 7
| TRT-11 | Tariff for INDRAVATI | 15
| TRT-12 | Tariff for MACHHKUND | 16
| TRT-13 | Tariff for CHUKHA | 17 | Revised and also format for Teesta & Tala is included. | TRT-8 | 10
| TRT-14 | Tariff for CPPS | 18 | Revised and also format for renewable source is included. | TRT-7 | 9
| TRT-15 | Fuel price adjustment for thermal stations (Except CPPS) | 19-21 | Revised & new formula & Data as per CERC regulation is included. | TRT-10 | 12
| TRT-16 | Transmission tariff for PGCIL Transmission system | 22 | Revised | TRT-11 & TRT-12 | .13-14
| TRT-17 | Transmission charge & transmission loss for PGCIL Transmission lines | 23-24 | Revised | TRT-13 | 15
| TRT-18 | Income Tax for generators | 25 | All the formats merged to one format. | TRT-14 | 16
| TRT-19 | Water tax & cess for thermal stations (UI TRT) | 26
| TRT-20 | Calculation of least cost power purchase cost | 27-29 | All the formats merged to one format. | TRT-15 | 17
| TRT-21 | Power purchase at GRIDCO bus | 30
| TRT-22 | Abstract of least cost power procurement | 31
| TRT-23 | Expected Revenue from charges (Ensuing year) | 32 | Revised | TRT-16 | 18
| TRT-24 | Bulk supply tariff Revision proposal | 33 | Revised | TRT-17 | 19
| TRT-25 | Details of Trading & Export |  | No change | TRT-18 | 20
| TRT-26 | Summery of Unschedule Interchange |  | No change | TRT-19 | 21
2 | FINANCE
| TRF-1 | Information on Block Capital | 34
| TRF-2 | Project wise/Scheme wise Capital Expenditure | 35
| TRF-3 | Information on receipt & repayment of loan | 36
| TRF-4 | Cost of Power of GRIDCO | 37
| TRF-5 | Revenue requirement | 38
| TRF-6 | Calculation of clear profit for the ensuing FY | 39-40
| TRF-7 | Calculation of capital base and reasonable return for ensuing FY | 41
| TRF-8 | Proposed Charges, other than and in addition to the charges of tariff leviable for the purpose | 42
| TRF-9 | Statement of Sundry debtors & provision for bad & doubtful debt | 43
| TRF-10 | Information on Inventory | 44
| TRF-11 | Information on Cash and Bank Balance | 45
| TRF-12 | Statement of Share Capital | 46
| TRF-13 | Employees Cost | 47
| TRF-14 | Repair & Maintenance Expenses | 48
| TRF-15 | Admin. & General Expenses | 49
| TRF-16 | Consolidated report on secured/unsecured loan | 50
| TRF-17 | Consolidated report on capital work in progress | 51
| TRF-18 | Consolidated report on addition to fixed assets during the year | 52
| TRF-19 | Statements of assets not in use | 53
| TRF-20 | Statements of special appropriation permitted by appropriate authority | 54
| TRF-21 | Statement of Tariff/Dividend Control Reserve | 55
| TRF-22 | Statement of Contingency Reserve | 56
| TRF-23 | Statement of Fixed Assets & Depreciation | 57
| TRF-24 | Subsidy and Grants | 58
| TRF-25 | Balance Sheet | 59
| TRF-26 | Profit & Loss Account | 60
| TRF-27 | Additional Financial Information | 61
3 | PERFORMANCE DATA
| TRP-1 | Voltage Fluctuation | 62
| TRP-2 | Electrical Accidents | 63
| TRP-3 | Abstract of unscheduled trippings | 64
| TRP-4 | Frequency Excursion | 65
| TRP-5 | Failure of Transformers | 66
| TRP-6 | Information for Time of Day Tariff | 67
| TRP-7 | Interruptions | 68
| TRP-8 | Availability of transmission lines for power supply | 69
4 | TRANSMISSION LINES & GRID SUB-STATIONS
| TRL-1 | Informations required for transmission tariff | 70
| TRL-2 | Grid sub-stations | 71
| TRL-3 | Abstract of Grid sub-stations | 72
| TRL-4 | Details of transmission lines (400 kv) | 73
| TRL-5 | Details of transmission lines (220kv) | 74
| TRL-6 | Details of transmission lines (132 kv) | 75
| TRL-7 | Details of transmission lines (66 kv) | 76
| TRL-8 | Abstract of Transmission lines | 77
| TRL-9 | Abstract of Transmission lines & Grid sub-stations | 78

## Contents
TABLE OF CONTENTS FOR GRIDCO TARIFF GUIDE LINES
| Sheet No | OERC FORM NO | SUBJECT | PAGE NO
1 | TECHNICAL
| Sheet T-1 | TRT-1 | Generation plan as proposed by Generators | 1-3
| Sheet T-2 | TRT-2 | Schedule of maintenance of Generators | 4-5
| Sheet T-3 | TRT-3 | Assessment of consumption | 6
| Sheet T-4 | TRT-4 | Monthly Assessment of consumption | 7
| Sheet T-5 | TRT-5 | Assessment of Demand | 8
| Sheet T-6 | TRT-6 | Input to Orissa grid | 9
| Sheet T-7 | TRT-7 | Output of EHT GRID S/S excluding Auto_transformers | 10
| Sheet T-8 | TRT-8 | Calculation of transmission loss in EHT system | 11
| Sheet T-9 | TRT-9 | Tariff for thermal station | 12-13
| Sheet T-10 | TRT-10 | Tariff for OHPC | 14
| Sheet T-11 | TRT-11 | Tariff for INDRAVATI | 15
| Sheet T-12 | TRT-12 | Tariff for MACHHKUND | 16
| Sheet T-13 | TRT-13 | Tariff for CHUKHA | 17
| Sheet T-14 | TRT-14 | Tariff for CPPS | 18
| Sheet T-15 | TRT-15 | Fuel price adjustment for thermal stations (Except CPPS) | 19-21
| Sheet T-16 | TRT-16 | Transmission tariff for PGCIL Transmission system | 22
| Sheet T-17 | TRT-17 | Transmission charge & transmission loss for PGCIL Transmission lines | 23-24
| Sheet T-18 | TRT-18 | Income Tax for generators | 25
| Sheet T-19 | TRT-19 | Water tax & cess for thermal stations | 26
| Sheet T-20 | TRT-20 | Calculation of least cost power purchase cost | 27-29
| Sheet T-21 | TRT-21 | Power purchase at GRIDCO bus | 30
| Sheet T-22 | TRT-22 | Abstract of least cost power procurement | 31
| Sheet T-23 | TRT-23 | Expected Revenue from charges (Ensuing year) | 32
| Sheet T-24 | TRT-24 | Bulk supply tariff Revision proposal | 33
2 | FINANCE
| Sheet F-1 | TRF-1 | Information on Block Capital | 34
| Sheet F-2 | TRF-2 | Project wise/Scheme wise Capital Expenditure | 35
| Sheet F-3 | TRF-3 | Information on receipt & repayment of loan | 36
| Sheet F-4 | TRF-4 | Cost of Power of GRIDCO | 37
| Sheet F-5 | TRF-5 | Revenue requirement | 38
| Sheet F-6 | TRF-6 | Calculation of clear profit for the ensuing FY | 39-40
| Sheet F-7 | TRF-7 | Calculation of capital base and reasonable return for ensuing FY | 41
| Sheet F-8 | TRF-8 | Proposed Charges, other than and in addition to the charges of tariff leviable for the purpose | 42
| Sheet F-9 | TRF-9 | Statement of Sundry debtors & provision for bad & doubtful debt | 43
| Sheet F-10 | TRF-10 | Information on Inventory | 44
| Sheet F-11 | TRF-11 | Information on Cash and Bank Balance | 45
| Sheet F-12 | TRF-12 | Statement of Share Capital | 46
| SheetF-13 | TRF-13 | Employees Cost | 47
| Sheet F-14 | TRF-14 | Repair & Maintenance Expenses | 48
| Sheet F-15 | TRF-15 | Admin. & General Expenses | 49
| Sheet F-16 | TRF-16 | Consolidated report on secured/unsecured loan | 50
| Sheet F-17 | TRF-17 | Consolidated report on capital work in progress | 51
| Sheet F-18 | TRF-18 | Consolidated report on addition to fixed assets during the year | 52
| Sheet F-19 | TRF-19 | Statements of assets not in use | 53
| Sheet F-20 | TRF-20 | Statements of special appropriation permitted by appropriate authority | 54
| Sheet F-21 | TRF-21 | Statement of Tariff/Dividend Control Reserve | 55
| Sheet F-22 | TRF-22 | Statement of Contingency Reserve | 56
| Sheet F-23 | TRF-23 | Statement of Fixed Assets & Depreciation | 57
| Sheet F-24 | TRF-24 | Subsidy and Grants | 58
| Sheet F-25 | TRF-25 | Balance Sheet | 59
| Sheet F-26 | TRF-26 | Profit & Loss Account | 60
| Sheet F-27 | TRF-27 | Additional Financial Information | 61
3 | PERFORMANCE DATA
| Sheet P-1 | TRP-1 | Voltage Fluctuation | 62
| Sheet P-2 | TRP-2 | Electrical Accidents | 63
| Sheet P-3 | TRP-3 | Abstract of unscheduled trippings | 64
| Sheet P-4 | TRP-4 | Frequency Excursion | 65
| Sheet P-5 | TRP-5 | Failure of Transformers | 66
| Sheet P-6 | TRP-6 | Information for Time of Day Tariff | 67
| Sheet P-7 | TRP-7 | Interruptions | 68
| Sheet P-8 | TRP-8 | Availability of transmission lines for power supply | 69
4 | TRANSMISSION LINES & GRID SUB-STATIONS
| SheetTRL-1 | TRL-1 | Informations required for transmission tariff | 70
| SheetTRL-2 | TRL-2 | Grid sub-stations | 71
| SheetTRL-3 | TRL-3 | Abstract of Grid sub-stations | 72
| SheetTRL-4 | TRL-4 | Details of transmission lines (400 kv) | 73
| SheetTRL-5 | TRL-5 | Details of transmission lines (220kv) | 74
| SheetTRL-6 | TRL-6 | Details of transmission lines (132 kv) | 75
| SheetTRL-7 | TRL-7 | Details of transmission lines (66 kv) | 76
| SheetTRL-8 | TRL-8 | Abstract of Transmission lines | 77
| SheetTRL-9 | TRL-9 | Abstract of Transmission lines & Grid sub-stations | 78

## TRT-1
| Licencee GRIDCO | [13 empty] | OERC | FORM TRT-1
POWER PURCHASED FROM GENERATORS
| PERIOD- |  |  | 1 | ACTUALS FOR PREVIOUS YEAR
|  |  |  | 2 | ACTUALS FOR IST SIX MONTHS OF THE CURRENT YEAR
|  |  |  | 3 | EXPECTED FOR LAST SIX MONTHS OF THE CURRENT YEAR
|  |  |  | 4 | EXPECTED FOR ENSUING YEAR (Projection/Generation Plan Submitted by Generator)
SL.NO | GENERATING STATION | Installed capacity (MW) | Unit Size & No of Units | Unit | APRIL | MAY | JUNE | JULY | AUGUST | SEPTEMBER | OCTOBER | NOVEMBER | DECEMBER | JANUARY | FEBRUARY | MARCH | TOTAL | AVERAGE | MAXIMUM
| STATE HYDRO STATION |  |  | DAYS | 30 | 31 | 30 | 31 | 31 | 30 | 31 | 30 | 31 | 31 | 28 | 31 | 365
ENERGY AVAILABLE FROM OHPC
1 | HIRAKUD |  | 2013-14 | MU | 38.677 | 32.748 | 24.55 | 57.613 | 110.008 | 118.261 | 123.541 | 67.665 | 34.632 | 11.927 | 21.059 | 28.677 | 669.358 | 55.7798 | 123.541
|  |  | 2014-15 |  | 38.4628 | 35.8069 | 34.9215 | 36.2937 | 78.3503 | 84.5159 | 80.19 | 57.42 | 29.7 | 29.7 | 26.73 | 29.7 | 561.7912 | 46.8159 | 84.5159
|  |  | 2015-16 |  | 57.42 | 35.64 | 26.73 | 94.05 | 105.93 | 104.94 | 99.99 | 48.51 | 33.66 | 21.78 | 22.77 | 27.72 | 679.14 | 56.595 | 105.93
2 | CHIPLIMA |  | 2013-14 | MU | 26.223 | 25.973 | 16.832 | 23.716 | 36.051 | 38.409 | 37.508 | 32.315 | 21.054 | 7.951 | 10.283 | 18.886 | 295.201 | 24.6001 | 38.409
|  |  | 2014-15 |  | 25.6542 | 18.9233 | 14.5829 | 18.8452 | 29.5379 | 30.3159 | 31.68 | 28.71 | 21.78 | 21.78 | 19.8 | 21.78 | 283.3893 | 23.6158 | 31.68
|  |  | 2015-16 |  | 31.68 | 16 | 14.85 | 32.67 | 32.67 | 31.68 | 32.67 | 31.68 | 25.74 | 14.85 | 13.86 | 18.81 | 297.16 |  | 32.67
3 | BALIMELA |  | 2013-14 | MU | 164.585 | 162.811 | 162.529 | 201.511 | 170.212 | 206.244 | 167.059 | 156.277 | 66.856 | 77.269 | 40.949 | 55.66 | 1631.962 | 135.9968 | 206.244
|  |  | 2014-15 |  | 74.493 | 88.563 | 117.471 | 118.434 | 145.633 | 185.185 | 177.21 | 156.42 | 29.7 | 66.33 | 60.39 | 66.33 | 1286.159 | 107.1799 | 185.185
|  |  | 2015-16 |  | 85.14 | 88.11 | 75.24 | 135.63 | 141.57 | 142.56 | 120.78 | 92.07 | 67.32 | 77.22 | 67.32 | 79.2 | 1172.16 | 97.68 | 142.56
4 | U.KOLAB |  | 2013-14 | MU | 83.36 | 130.553 | 96.14 | 119.916 | 49.586 | 57.87 | 52.699 | 58.749 | 27.593 | 58.284 | 54.199 | 63.36 | 852.309 | 71.0257 | 130.553
|  |  | 2014-15 |  | 82.718 | 71.2408 | 72.6692 | 35.9862 | 61.1922 | 75.28 | 60.39 | 57.42 | 29.7 | 44.55 | 53.46 | 59.4 | 704.0065 | 58.6672 | 82.718
|  |  | 2015-16 |  | 85.14 | 88.11 | 85.14 | 61.38 | 109.89 | 83.16 | 86.13 | 50.49 | 32.67 | 43.56 | 46.53 | 53.46 | 825.66 | 68.805 | 109.89
5 | RENGALI |  | 2013-14 | MU | 93.98 | 63.015 | 27.661 | 59.387 | 163.08 | 147.34 | 154.807 | 72.368 | 38.571 | 11.875 | 19.441 | 33.948 | 885.473 | 73.7894 | 163.08
|  |  | 2014-15 |  | 74.045 | 63.613 | 63.202 | 60.656 | 169.291 | 165.092 | 53.46 | 42.57 | 14.85 | 22.77 | 26.73 | 29.7 | 785.979 | 65.4983 | 169.291
|  |  | 2015-16 |  | 35.64 | 36.63 | 28.71 | 90.09 | 131.67 | 129.69 | 79.2 | 49.5 | 33.66 | 26.73 | 20.79 | 30.69 | 693 | 57.75 | 131.67
7014.527
| Sub Total |  | 2013-14 | MU | 406.825 | 415.1 | 327.712 | 462.143 | 528.937 | 568.124 | 535.614 | 387.374 | 188.706 | 167.306 | 145.931 | 200.531 | 4334.303 | 361.1919 | 568.124
|  |  | 2014-15 |  | 295.373 | 278.147 | 302.8466 | 270.2151 | 484.0044 | 540.3889 | 402.93 | 342.54 | 125.73 | 185.13 | 187.11 | 206.91 | 3621.325 | 301.7771 | 540.3889
|  |  | 2015-16 |  | 295.02 | 264.49 | 230.67 | 413.82 | 521.73 | 492.03 | 418.77 | 272.25 | 193.05 | 184.14 | 171.27 | 209.88 | 3667.12 | 305.5933 | 521.73
6 | INDRAVATI |  | 2013-14 | MU | 244.922 | 267.493 | 217.518 | 324.177 | 227.705 | 260.677 | 194.217 | 113.35 | 42.555 | 118.926 | 186.099 | 247.467 | 2445.106 | 161.865 | 220.77
|  |  | 2014-15 |  | 316.672 | 293.479 | 200.39 | 109.721 | 344.305 | 407.075 | 247.5 | 213.84 | 73.26 | 111.87 | 166.32 | 257.4 | 2741.832 | 228.486 | 407.075
|  |  | 2015-16 |  | 249.48 | 257.4 | 164.34 | 147.51 | 147.51 | 232.65 | 209.88 | 127.71 | 36.63 | 133.65 | 147.51 | 172.26 | 2026.53 | 168.8775 | 257.4
7 | MACHHKUND |  | 2013-14 | MU | 26.793 | 29.392 | 14.801 | 23.431 | 19.249 | 22.491 | 13.285 | 13.248 | 17.253 | 17.607 | 16.049 | 21.519 | 235.118 | 19.5932 | 29.392
|  |  | 2014-15 |  | 24.86 | 15.698 | 20.474 | 34.917 | 32.184 | 17.151 | 19.5367 | 19.5367 | 19.5367 | 19.5367 | 19.5367 | 19.5367 | 262.504 | 21.8753 | 34.917
|  |  | 2015-16 |  | 15.2 | 21.8 | 12 | 16 | 16 | 15 | 49 | 35.5 | 30 | 20 | 15 | 17 | 262.5 | 21.875 | 49
| TOTAL OHPC |  | 2013-14 | MU | 678.54 | 711.985 | 560.031 | 809.751 | 775.891 | 851.292 | 743.116 | 513.972 | 248.514 | 303.839 | 348.079 | 469.517 | 7014.527 | 584.5439 | 851.292
|  |  | 2014-15 |  | 636.905 | 587.324 | 523.7106 | 414.8531 | 860.4934 | 964.6149 | 669.9667 | 575.9167 | 218.5267 | 316.5367 | 372.9667 | 483.8467 | 6625.661 | 552.1384 | 964.6149
|  |  | 2015-16 |  | 559.7 | 543.69 | 407.01 | 577.33 | 685.24 | 739.68 | 677.65 | 435.46 | 259.68 | 337.79 | 333.78 | 399.14 | 5956.15 | 496.3458 | 739.68
RESERVOIR HEAD ON FIRST DAY OF THE MONTH
| HIRAKUD |  | 2013-14 | FEET | 614.93 | 606.65 | 598.08 | 596.5 | 609.43 |  | 629.97 | 630 | 629.45 | 627.95 | 624.23 | 622.52
|  |  | 2014-15 |  | EXPECTED FOR ENSUING YEAR (Projection/Generation Plan Submitted by Generator) APRIL: 619.04; EXPECTED FOR ENSUING YEAR (Projection/Generation Plan Submitted by Generator) MAY: 612.33; EXPECTED FOR ENSUING YEAR (Projection/Generation Plan Submitted by Generator) JUNE: 606.62; EXPECTED FOR ENSUING YEAR (Projection/Generation Plan Submitted by Generator) JULY: 599.47; EXPECTED FOR ENSUING YEAR (Projection/Generation Plan Submitted by Generator) AUGUST: 622.43
2015-16
| CHIPLIMA |  | 2013-14 | FEET
2014-15
2015-16
| BALIMELA |  | 2013-14 | FEET | 614.93 | 1486.2 | 1482 | 1477.9 | 1495.7 |  | 1512.7 | 1516.6 | 1513.9 | 1510.4 | 1504.4 | 1503.5
|  |  | 2014-15 |  | EXPECTED FOR ENSUING YEAR (Projection/Generation Plan Submitted by Generator) APRIL: 619.04; EXPECTED FOR ENSUING YEAR (Projection/Generation Plan Submitted by Generator) MAY: 1491.7; EXPECTED FOR ENSUING YEAR (Projection/Generation Plan Submitted by Generator) JUNE: 1487.9; EXPECTED FOR ENSUING YEAR (Projection/Generation Plan Submitted by Generator) JULY: 1487.9; EXPECTED FOR ENSUING YEAR (Projection/Generation Plan Submitted by Generator) AUGUST: 1489.3
2015-16
| U.KOLAB |  | 2013-14 | METRES | 854.29 | 862.94 | 849.76 | 849.79 | 851.21 |  | 855.19 | 856.54 | 856.4 | 855.92 | 854.68 | 854.24
|  |  | 2014-15 |  | EXPECTED FOR ENSUING YEAR (Projection/Generation Plan Submitted by Generator) APRIL: 853.16; EXPECTED FOR ENSUING YEAR (Projection/Generation Plan Submitted by Generator) MAY: 861.34; EXPECTED FOR ENSUING YEAR (Projection/Generation Plan Submitted by Generator) JUNE: 849.75; EXPECTED FOR ENSUING YEAR (Projection/Generation Plan Submitted by Generator) JULY: 847.82; EXPECTED FOR ENSUING YEAR (Projection/Generation Plan Submitted by Generator) AUGUST: 851.23
2015-16
| RENGALI |  | 2013-14 | METRES | 119.88 | 115.85 | 111.46 | 109.9 | 115.96 |  | 121.85 | 123.84 | 123.1 | 122.35 | 122.12 | 121.7
|  |  | 2014-15 |  | EXPECTED FOR ENSUING YEAR (Projection/Generation Plan Submitted by Generator) APRIL: 121.1; EXPECTED FOR ENSUING YEAR (Projection/Generation Plan Submitted by Generator) MAY: 118.42; EXPECTED FOR ENSUING YEAR (Projection/Generation Plan Submitted by Generator) JUNE: 115.33; EXPECTED FOR ENSUING YEAR (Projection/Generation Plan Submitted by Generator) JULY: 110.87; EXPECTED FOR ENSUING YEAR (Projection/Generation Plan Submitted by Generator) AUGUST: 116.77
2015-16
| INDRAVATI |  | 2013-14 | METRES | 635.21 | 632.35 | 628.58 | 632.77 | 635.15 |  | 640.6 | 641.5 | 641.69 | 642.01 | 640.59 | 639.7
|  |  | 2014-15 |  | EXPECTED FOR ENSUING YEAR (Projection/Generation Plan Submitted by Generator) APRIL: 637.55; EXPECTED FOR ENSUING YEAR (Projection/Generation Plan Submitted by Generator) MAY: 633.83; EXPECTED FOR ENSUING YEAR (Projection/Generation Plan Submitted by Generator) JUNE: 630.52; EXPECTED FOR ENSUING YEAR (Projection/Generation Plan Submitted by Generator) JULY: 628; EXPECTED FOR ENSUING YEAR (Projection/Generation Plan Submitted by Generator) AUGUST: 636.12
2015-16
| MACHHKUND |  | 2013-14 | METRES | 2730.66 | 2722.7 | 2710.8 | 2710.1 | 2729.2 |  | 2747.2 | 2748.55 | 2748.4 | 2764.45 | 2742.1 | 2740.7
|  |  | 2014-15 |  | EXPECTED FOR ENSUING YEAR (Projection/Generation Plan Submitted by Generator) APRIL: 2738.35; EXPECTED FOR ENSUING YEAR (Projection/Generation Plan Submitted by Generator) MAY: 2730.3; EXPECTED FOR ENSUING YEAR (Projection/Generation Plan Submitted by Generator) JUNE: 2726.8; EXPECTED FOR ENSUING YEAR (Projection/Generation Plan Submitted by Generator) JULY: 2720; EXPECTED FOR ENSUING YEAR (Projection/Generation Plan Submitted by Generator) AUGUST: 2723.2
2015-16
STATE THERMAL STATIONS
8 | IBTPS
| NET ENERGY AVAILABLE |  | 2013-14 | MU | 209.251 | 233.16 | 224.588 | 88.759 | 206.209 | 120.242 | 181.135 | 262.922 | 250.005 | 266.016 | 244.366 | 258.188 | 2544.841 | 212.0701 | 266.016
|  |  | 2014-15 |  | 247.269 | 257.326 | 234.766 | 257.459 | 245.346 | 99.081 | 223.5417 | 223.5417 | 223.5417 | 223.5417 | 223.5417 | 223.5417 | 2682.497 | 223.5414 | 257.459
|  |  | 2015-16 |  | 257.925 | 271.5 | 243.5681 | 253.4 | 271.5 | 244.35 | 251.6877 | 131.225 | 208.4939 | 271.5 | 181 | 252.1964 | 2838.3461 | 236.5288 | 271.5
| PAF (Plant Availability Factor) |  | 2013-14 | % | 76.4605 | 82.4486 | 82.0647 | 31.3864 | 72.9183 | 43.9365 | 64.0518 | 96.0719 | 88.4052 | 94.0669 | 95.6695 | 91.2988
|  |  | 2014-15 |  | 90.3523 | 90.994 | 85.7837 | 91.0411 | 86.7577 | 36.2043 | 79.0474 | 81.6823 | 79.0474 | 79.0474 | 87.5168 | 79.0474
|  |  | 2015-16 |  | 94.246 | 96.0061 | 89 | 89.6057 | 96.0061 | 89.2857 | 89.0003 | 47.9497 | 73.7263 | 96.0061 | 70.8617 | 89.1801
9 | TTPS (NTPC)
| NET ENERGY AVAILABLE |  | 2013-14 | MU | 239.857 | 300.93 | 296.72 | 269.59 | 231.579 | 286.464 | 286.778 | 287.327 | 307.316 | 311.328 | 277.121 | 311.487 | 3406.497 | 283.8748 | 311.328
|  |  | 2014-15 |  | 295.617 | 313.13 | 283.041 | 236.005 | 271.613 | 259.765 | 276.5283 | 276.5283 | 276.5283 | 276.5283 | 276.5283 | 276.5283 | 3318.341 | 276.5284 | 313.13
|  |  | 2015-16 |  | 274.765 | 283.715 | 287.295 | 243.44 | 228.225 | 246.125 | 255.97 | 250.6 | 283.715 | 283.715 | 255.97 | 283.715 | 3177.25 | 264.7708 | 287.295
| PAF (Plant Availability Factor) |  | 2013-14 | % | 80.9169 | 98.2453 | 100.0999 | 88.0136 | 75.6041 | 96.6399 | 93.625 | 96.9311 | 100.3301 | 100.3301 | 112.5299 | 90.4723
|  |  | 2014-15 |  | 99.7278 | 102.2282 | 95.4852 | 77.0491 | 88.6741 | 87.6329 | 90.2788 | 93.2881 | 90.2788 | 90.2788 | 99.9515 | 90.2788
|  |  | 2015-16 |  | 88.1 | 88.1 | 88.1 | 88.1 | 88.1 | 88.1 | 88.1 | 88.1 | 88.1 | 88.1 | 88.1 | 88.1
IPPs (SSL)
10
| Total Net Generation |  | 2013-14 | MU
2014-15
2015-16
| Odisha Share |  | 2013-14 | %
2014-15
2015-16
| NET ENERGY AVAILABLE TO ODISHA |  | 2013-14 | MU | 257.711 | 250.161 | 175.486 | 140.882 | 165.618 | 281.081 | 224.625 | 258.337 | 287.425 | 268.18 | 265.065 | 286.17 | 2860.741 | 238.3951 | 287.425
|  |  | 2014-15 |  | 280.061 | 279.942 | 297.375 | 266.429 | 119.71 | 233.269 | 246.1317 | 246.1317 | 246.1317 | 246.1317 | 246.1317 | 246.1317 | 2953.576 | 246.1313 | 297.375
|  |  | 2015-16 |  | 349.9167 | 349.9167 | 349.9167 | 349.9167 | 349.9167 | 349.9167 | 349.9167 | 349.9167 | 349.9167 | 349.9167 | 349.9167 | 349.9167 | 4199 | 349.9167 | 349.9167
11 | (B) GMR
| Total Net Generation |  | 2013-14 | MU
2014-15
2015-16
| Odisha Share |  | 2013-14 | %
2014-15
2015-16
| NET ENERGY AVAILABLE TO ODISHA |  | 2013-14 | MU | 53.446 | 48.9 | 0.006 | 21.529 | 1.794 | 26.913 | 28.835 | 77.575 | 44.146 | 49.401 | 46.757 | 69.123 | 468.425 | 39.0354 | 77.575
|  |  | 2014-15 |  | 59.988 | 64.139 | 87.662 | 83.175 | 75.495 | 87.998 | 76.4267 | 76.4267 | 76.4267 | 76.4267 | 76.4267 | 76.4267 | 917.017 | 76.4181 | 87.998
|  |  | 2015-16 |  | 149.8333 | 149.8333 | 149.8333 | 149.8333 | 149.8333 | 149.8333 | 149.8333 | 149.8333 | 149.8333 | 149.8333 | 149.8333 | 149.8333 | 1798 | 149.8333 | 149.8333
JITPL
| Total Net Generation |  | 2013-14 | MU | [12 empty] | 0 | 0 | 0
|  |  | 2014-15 | [13 empty] | 0 | 0 | 0
|  |  | 2015-16 |  | 83.5 | 83.5 | 83.5 | 83.5 | 83.5 | 83.5 | 83.5 | 83.5 | 83.5 | 83.5 | 83.5 | 83.5 | 1002 | 83.5 | 83.5
| Odisha Share |  | 2013-14 | %
2014-15
2015-16
NVBL
| Total Net Generation |  | 2013-14 | MU | [12 empty] | 0 | 0 | 0
|  |  | 2014-15 | [13 empty] | 0 | 0 | 0
|  |  | 2015-16 |  | 4.5 | 4.5 | 4.5 | 4.5 | 4.5 | 4.5 | 4.5 | 4.5 | 4.5 | 4.5 | 4.5 | 4.5 | 54 | 4.5 | 4.5
| Odisha Share |  | 2013-14 | %
2014-15
2015-16
| NET ENERGY AVAILABLE TO ODISHA (IPPS) |  | 2013-14 | MU | 311.157 | 299.061 | 175.492 | 162.411 | 167.412 | 307.994 | 253.46 | 335.912 | 331.571 | 317.581 | 311.822 | 355.293 | 3329.166 | 277.4305 | 355.293
|  |  | 2014-15 |  | 340.049 | 344.081 | 385.037 | 349.604 | 195.205 | 321.267 | 322.5583 | 322.5583 | 322.5583 | 322.5583 | 322.5583 | 322.5583 | 3870.593 | 322.5494 | 385.037
|  |  | 2015-16 |  | 587.75 | 587.75 | 587.75 | 587.75 | 587.75 | 587.75 | 587.75 | 587.75 | 587.75 | 587.75 | 587.75 | 587.75 | 7053 | 587.75 | 587.75
| PAF (Plant Availability Factor) |  | s | %
2014-15
|  |  | 2015-16 |  | 80 | 80 | 80 | 80 | 80 | 80 | 80 | 80 | 80 | 80 | 80 | 80
TOTALSTATE
| ENERGY AVAILABLE |  | 2013-14 | MU | 1438.805 | 1545.136 | 1256.831 | 1330.511 | 1381.091 | 1565.992 | 1464.489 | 1400.133 | 1137.406 | 1198.764 | 1181.388 | 1394.485 | 16295.031 | 1357.9192 | 1565.992
|  |  | 2014-15 |  | 1519.84 | 1501.861 | 1426.5546 | 1257.9211 | 1572.6574 | 1644.7279 | 1492.595 | 1398.545 | 1041.155 | 1139.165 | 1195.595 | 1306.475 | 16497.092 | 1374.7577 | 1644.7279
|  |  | 2015-16 |  | 1680.14 | 1686.655 | 1525.6231 | 1661.92 | 1772.715 | 1817.905 | 1773.0577 | 1405.035 | 1339.6389 | 1480.755 | 1358.5 | 1522.8014 | 19024.7461 | 1585.3955 | 1817.905
CENTRAL SECTOR STATIONS
13 | FSTPS (Stage - I)
| Net energy available for Shairing |  | 2013-14 | MU | 803.223 | 787.603 | 719.228 | 840.753 | 655.458 | 753.57 | 803.4997 | 784.1415 | 942.2087 | 941.1244 | 780.317 | 892.3133 | 9703.4396 | 808.62 | 942.2087
|  |  | 2014-15 |  | 860.9694 | 801.5013 | 735.6981 | 784.4334 | 763.4238 | 645.5513 | 924.2968 | 924.2968 | 924.2968 | 924.2968 | 924.2968 | 924.2968 | 10137.3581 | 844.7798 | 924.2968
|  |  | 2015-16 |  | 906.7172 | 906.7172 | 906.7172 | 906.7172 | 906.7172 | 906.7172 | 906.7172 | 906.7172 | 906.7172 | 906.7172 | 906.7172 | 906.7172 | 10880.6068 | 906.7172 | 906.7172
| Odisha Share |  | 2013-14 | % | 13.713 | 13.713 | 13.713 | 13.713 | 13.713 | 13.713 | 13.713 | 13.713 | 13.713 | 13.713 | 13.713 | 13.713
|  |  | 2014-15 |  | 13.713 | 13.713 | 13.713 | 13.713 | 13.713 | 13.713 | 13.713 | 13.713 | 13.713 | 13.713 | 13.713 | 13.713
|  |  | 2015-16 |  | 13.8087 | 13.8087 | 13.8087 | 13.8087 | 13.8087 | 13.8087 | 13.8087 | 13.8087 | 13.8087 | 13.8087 | 13.8087 | 13.8087
| Odisha Share |  | 2013-14 | MU | 110.146 | 108.004 | 98.6277 | 115.2925 | 89.883 | 103.3371 | 110.1839 | 107.5293 | 129.2051 | 129.0564 | 107.0049 | 122.3629 | 1330.6327 | 110.8861 | 129.2051
|  |  | 2014-15 |  | 118.0647 | 109.9099 | 100.8863 | 107.5693 | 104.6883 | 88.5244 | 126.7488 | 126.7488 | 126.7488 | 126.7488 | 126.7488 | 126.7488 | 1390.1359 | 115.8447 | 126.7488
|  |  | 2015-16 |  | 125.2063 | 125.2063 | 125.2063 | 125.2063 | 125.2063 | 125.2063 | 125.2063 | 125.2063 | 125.2063 | 125.2063 | 125.2063 | 125.2063 | 1502.4758 | 125.2063 | 125.2063
| Actual Odisha drawal |  | 2013-14 | MU | 116.758 | 115.409 | 111.244 | 122.591 | 65.161 | 113.63 | 76.754 | 47.285 | 116.208 | 115.692 | 93.134 | 91.285 | 1185.151 | 98.7626 | 122.591
|  |  | 2014-15 |  | 127.123 | 124.438 | 106.203 | 111.566 | 102.626 | 81.066 | 108.8367 | 108.8367 | 108.8367 | 108.8367 | 108.8367 | 108.8367 | 1306.042 | 108.8368 | 127.123
|  |  | 2015-16 |  | 122.577 | 122.577 | 122.577 | 122.577 | 122.577 | 122.577 | 122.577 | 122.577 | 122.577 | 122.577 | 122.577 | 122.577 | 1470.9238 | 122.577 | 122.577
| PAF (Plant Availability Factor) |  | 2013-14 | % | 81.71 | 78.16 | 77.83 | 89.94 | 77.7 | 90.29 | 100.19 | 103.08 | 104.84 | 103.35 | 102.57 | 102.54
|  |  | 2014-15 |  | 89.68 | 84.9 | 75.18 | 77.17 | 70.06 | 65.87 | 83.4274 | 86.2083 | 83.4274 | 83.4274 | 92.3661 | 83.4274
|  |  | 2015-16 |  | 83 | 83 | 83 | 83 | 83 | 83 | 83 | 83 | 83 | 83 | 83 | 83
14 | FSTPS (Stage - III)
| Net energy available for Shairing |  | 2013-14 | MU | 124.11 | 238.669 | 292.878 | 273.638 | 239.428 | 269.089 | 261.629 | 240.1667 | 314.4994 | 297.3582 | 244.1256 | 288.0584 | 3083.6493 | 256.9708 | 314.4994
|  |  | 2014-15 |  | 121.3693 | 285.8639 | 240.2337 | 280.6108 | 260.9303 | 234.4212 | 290.0838 | 290.0838 | 290.0838 | 290.0838 | 290.0838 | 290.0838 | 3163.9316 | 263.661 | 290.0838
|  |  | 2015-16 |  | 285.5304 | 285.5304 | 285.5304 | 285.5304 | 285.5304 | 285.5304 | 285.5304 | 285.5304 | 285.5304 | 285.5304 | 285.5304 | 285.5304 | 3426.3645 | 285.5304 | 285.5304
| Odisha Share |  | 2013-14 | % | 22.701 | 22.701 | 22.701 | 22.701 | 22.701 | 22.701 | 22.701 | 22.701 | 22.701 | 22.701 | 22.701 | 22.701
|  |  | 2014-15 |  | 22.701 | 22.701 | 22.701 | 22.701 | 22.701 | 22.701 | 22.701 | 22.701 | 22.701 | 22.701 | 22.701 | 22.701
|  |  | 2015-16 |  | 16.874 | 16.874 | 16.874 | 16.874 | 16.874 | 16.874 | 16.874 | 16.874 | 16.874 | 16.874 | 16.874 | 16.874
| Odisha Share |  | 2013-14 | MU | 28.1742 | 54.1802 | 66.4862 | 62.1186 | 54.3526 | 61.0859 | 59.3924 | 54.5202 | 71.3945 | 67.5033 | 55.4189 | 65.3921 | 700.0192 | 58.3349 | 71.3945
|  |  | 2014-15 |  | 27.552 | 64.894 | 54.5355 | 63.7015 | 59.2338 | 53.216 | 65.8519 | 65.8519 | 65.8519 | 65.8519 | 65.8519 | 65.8519 | 718.2441 | 59.8537 | 65.8519
|  |  | 2015-16 |  | 48.1804 | 48.1804 | 48.1804 | 48.1804 | 48.1804 | 48.1804 | 48.1804 | 48.1804 | 48.1804 | 48.1804 | 48.1804 | 48.1804 | 578.1647 | 48.1804 | 48.1804
| Actual Odisha drawal |  | 2013-14 | MU | 3.685 | 77.931 | 94.976 | 77.035 | 53.547 | 75.325 | 60.277 | 43.661 | 73.729 | 71.955 | 59.085 | 59.453 | 750.659 | 62.5549 | 94.976
|  |  | 2014-15 |  | 30.641 | 83.313 | 67.738 | 76.703 | 69.949 | 36.614 | 60.8267 | 60.8267 | 60.8267 | 60.8267 | 60.8267 | 60.8267 | 729.918 | 60.8265 | 83.313
|  |  | 2015-16 |  | 47.1686 | 47.1686 | 47.1686 | 47.1686 | 47.1686 | 47.1686 | 47.1686 | 47.1686 | 47.1686 | 47.1686 | 47.1686 | 47.1686 | 566.0233 | 47.1686 | 47.1686
| PAF (Plant Availability Factor) |  | 2013-14 | % | 3.72 | 76.06 | 95.77 | 85.74 | 87.68 | 97.66 | 99.52 | 100.14 | 101.87 | 98.71 | 92.05 | 102.03
15 |  |  | 2014-15 |  | 37.86 | 92.91 | 78.86 | 85.34 | 76.73 | 74.02 | 83.4005 | 86.1806 | 83.4005 | 83.4005 | 92.3363 | 83.4005
|  |  | 2015-16 |  | 83 | 83 | 83 | 83 | 83 | 83 | 83 | 83 | 83 | 83 | 83 | 83
TSTPS (Stage - I)
| Net energy available for Shairing |  | 2013-14 | MU | 533.974 | 613.13 | 621.752 | 633.457 | 573.914 | 412.957 | 267.259 | 580.1675 | 597.5225 | 682.505 | 620.6446 | 659.7424 | 6797.025 | 566.4187 | 682.505
|  |  | 2014-15 |  | 627.0321 | 645.6265 | 593.7301 | 587.8465 | 343.8541 | 366.4405 | 580.1675 | 580.1675 | 580.1675 | 580.1675 | 580.1675 | 580.1675 | 6645.5348 | 553.7946 | 645.6265
|  |  | 2015-16 |  | 571.0607 | 571.0607 | 571.0607 | 571.0607 | 571.0607 | 571.0607 | 571.0607 | 571.0607 | 571.0607 | 571.0607 | 571.0607 | 571.0607 | 6852.729 | 571.0607 | 571.0607
| Odisha Share |  | 2013-14 | % | 31.883 | 31.883 | 31.883 | 31.883 | 31.883 | 31.883 | 31.883 | 31.883 | 31.883 | 31.883 | 31.883 | 31.883
|  |  | 2014-15 |  | 31.883 | 31.883 | 31.883 | 31.883 | 31.883 | 31.883 | 31.883 | 31.883 | 31.883 | 31.883 | 31.883 | 31.883
|  |  | 2015-16 |  | 31.9694 | 31.9694 | 31.9694 | 31.9694 | 31.9694 | 31.9694 | 31.9694 | 31.9694 | 31.9694 | 31.9694 | 31.9694 | 31.9694
| Odisha Share |  | 2013-14 | MU | 170.2469 | 195.4842 | 198.2332 | 201.9651 | 182.981 | 131.6631 | 85.2102 | 184.9748 | 190.5081 | 217.6031 | 197.8801 | 210.3457 | 2167.0955 | 180.5913 | 217.6031
|  |  | 2014-15 |  | 199.9166 | 205.8451 | 189.299 | 187.4231 | 109.631 | 116.8322 | 184.9748 | 184.9748 | 184.9748 | 184.9748 | 184.9748 | 184.9748 | 2118.7959 | 176.5663 | 205.8451
|  |  | 2015-16 |  | 182.5647 | 182.5647 | 182.5647 | 182.5647 | 182.5647 | 182.5647 | 182.5647 | 182.5647 | 182.5647 | 182.5647 | 182.5647 | 182.5647 | 2174.1761 | 181.1813 | 182.5647
| Actual Odisha drawal |  | 2013-14 | MU | 169.179 | 194.935 | 203.653 | 203.64 | 193.596 | 136.051 | 86.54 | 182.377 | 187.162 | 213.756 | 199.027 | 210.455 | 2180.371 | 181.6976 | 213.756
|  |  | 2014-15 |  | 197.409 | 212.044 | 191.514 | 187.949 | 108.569 | 114.987 | 168.745 | 168.745 | 168.745 | 168.745 | 168.745 | 168.745 | 2024.942 | 168.7452 | 212.044
|  |  | 2015-16 |  | 178.2014 | 178.2014 | 178.2014 | 178.2014 | 178.2014 | 178.2014 | 178.2014 | 178.2014 | 178.2014 | 178.2014 | 178.2014 | 178.2014 | 2138.4166 | 178.2014 | 178.2014
| PAF (Plant Availability Factor) |  | 2013-14 | % | 81.09 | 90.42 | 97.6 | 94.37 | 89.84 | 65.04 | 42.58 | 38.8345 | 86.86 | 99.61 | 102.41 | 97.45
|  |  | 2014-15 |  | 93.19 | 96.89 | 90.49 | 85.99 | 49.72 | 54.5 | 83.4005 | 86.1806 | 83.4005 | 83.4005 | 92.3363 | 83.4005
|  |  | 2015-16 |  | 83 | 83 | 83 | 83 | 83 | 83 | 83 | 83 | 83 | 83 | 83 | 83
16 | TSTPS (Stage - II)
| Net energy available for Shairing |  | 2013-14 | MU | 873.6125 | 815.8604 | 988.7434 | 1065.7484 | 1098.7581 | 1124.4755 | 1054.7766 | 1267.6414 | 1295.3455 | 1359.9103 | 1204.9383 | 1391.6022 | 13541.4125 | 1128.451 | 1391.6022
|  |  | 2014-15 |  | 1032.6172 | 1336.6987 | 990.6171 | 974.6016 | 1159.5554 | 1245.5251 | 1160.335 | 1160.335 | 1160.335 | 1160.335 | 1160.335 | 1160.335 | 13701.6252 | 1141.8021 | 1336.6987
|  |  | 2015-16 |  | 1142.1215 | 1142.1215 | 1142.1215 | 1142.1215 | 1142.1215 | 1142.1215 | 1142.1215 | 1142.1215 | 1142.1215 | 1142.1215 | 1142.1215 | 1142.1215 | 13705.458 | 1142.1215 | 1142.1215
| Odisha Share |  | 2013-14 | % | 10 | 10 | 10 | 10 | 10 | 10 | 10 | 10 | 10 | 10 | 10 | 10
|  |  | 2014-15 |  | 10 | 10 | 10 | 10 | 10 | 10 | 10 | 10 | 10 | 10 | 10 | 10
|  |  | 2015-16 |  | 10 | 10 | 10 | 10 | 10 | 10 | 10 | 10 | 10 | 10 | 10 | 10
| Odisha Share |  | 2013-14 | MU | 87.3613 | 81.586 | 98.8743 | 106.5748 | 109.8758 | 112.4476 | 105.4777 | 126.7641 | 129.5345 | 135.991 | 120.4938 | 139.1602 | 1354.1413 | 112.8451 | 139.1602
|  |  | 2014-15 |  | 103.2617 | 133.6699 | 99.0617 | 97.4602 | 115.9555 | 124.5525 | 116.0335 | 116.0335 | 116.0335 | 116.0335 | 116.0335 | 116.0335 | 1370.1625 | 114.1802 | 133.6699
|  |  | 2015-16 |  | 114.2122 | 114.2122 | 114.2122 | 114.2122 | 114.2122 | 114.2122 | 114.2122 | 114.2122 | 114.2122 | 114.2122 | 114.2122 | 114.2122 | 1370.5458 | 114.2122 | 114.2122
| Actual Odisha drawal |  | 2013-14 | MU | 85.258 | 80.283 | 97.841 | 107.274 | 112.203 | 117.959 | 100.926 | 125.889 | 128.054 | 136.304 | 119.252 | 138.223 | 1349.466 | 112.4555 | 138.223
|  |  | 2014-15 |  | 129.757 | 133.827 | 98.776 | 97.227 | 116.365 | 125.113 | 116.8433 | 116.8433 | 116.8433 | 116.8433 | 116.8433 | 116.8433 | 1402.125 | 116.8437 | 133.827
|  |  | 2015-16 |  | 111.0371 | 111.0371 | 111.0371 | 111.0371 | 111.0371 | 111.0371 | 111.0371 | 111.0371 | 111.0371 | 111.0371 | 111.0371 | 111.0371 | 1332.4446 | 111.0371 | 111.0371
| PAF (Plant Availability Factor) |  | 2013-14 | % | 65.147 | 59.37 | 74.747 | 79.25 | 83.01 | 89.89 | 79.479 | 95.976 | 94.74 | 101.261 | 97.823 | 102.044
|  |  | 2014-15 |  | 97.917 | 97.751 | 74.599 | 71.105 | 85.179 | 94.791 | 166.8011 | 172.3611 | 166.8011 | 166.8011 | 184.6726 | 166.8011
|  |  | 2015-16 |  | 85 | 85 | 85 | 85 | 85 | 85 | 85 | 85 | 85 | 85 | 85 | 85
17 | KHSTPS (Stage - I)
| Net energy available for Shairing |  | 2013-14 | MU | 386.325 | 492.964 | 460.272 | 371.336 | 423.125 | 477.1791 | 451.5389 | 429.1204 | 520.1436 | 511.5277 | 440.0387 | 481.8656 | 5445.436 | 453.7863 | 520.1436
|  |  | 2014-15 |  | 488.1032 | 388.7684 | 390.777 | 418.2803 | 481.1124 | 487.3356 | 474.3102 | 474.3102 | 474.3102 | 474.3102 | 474.3102 | 474.3102 | 5500.2381 | 458.3532 | 488.1032
|  |  | 2015-16 |  | 463.15 | 463.15 | 463.15 | 463.15 | 463.15 | 463.15 | 463.15 | 463.15 | 463.15 | 463.15 | 463.15 | 463.15 | 5557.7995 | 463.15 | 463.15
| Odisha Share |  | 2013-14 | % | 15.32 | 15.32 | 15.32 | 15.32 | 15.32 | 15.32 | 15.32 | 15.32 | 15.32 | 15.32 | 15.32 | 15.32
|  |  | 2014-15 |  | 15.32 | 15.32 | 15.32 | 15.32 | 15.32 | 15.32 | 15.32 | 15.32 | 15.32 | 15.32 | 15.32 | 15.32
|  |  | 2015-16 |  | 15.3998 | 15.3998 | 15.3998 | 15.3998 | 15.3998 | 15.3998 | 15.3998 | 15.3998 | 15.3998 | 15.3998 | 15.3998 | 15.3998
| Odisha Share |  | 2013-14 | MU | 59.185 | 75.5221 | 70.5137 | 56.8887 | 64.8227 | 73.1038 | 69.1758 | 65.7413 | 79.686 | 78.366 | 67.4139 | 73.8218 | 834.2408 | 69.5201 | 79.686
|  |  | 2014-15 |  | 74.7774 | 59.5593 | 59.867 | 64.0805 | 73.7064 | 74.6598 | 72.6643 | 72.6643 | 72.6643 | 72.6643 | 72.6643 | 72.6643 | 842.6365 | 70.2197 | 74.7774
|  |  | 2015-16 |  | 71.3242 | 71.3242 | 71.3242 | 71.3242 | 71.3242 | 71.3242 | 71.3242 | 71.3242 | 71.3242 | 71.3242 | 71.3242 | 71.3242 | 855.89 | 71.3242 | 71.3242
| Actual Odisha drawal |  | 2013-14 | MU | 59.069 | 77.868 | 81.191 | 59.837 | 27.456 | 58.538 | 29.872 | 9.105 | 63.365 | 55.076 | 40.382 | 44.126 | 605.885 | 50.4904 | 81.191
|  |  | 2014-15 |  | 78.344 | 60.677 | 62.517 | 64.014 | 57.862 | 64.195 | 64.6017 | 64.6017 | 64.6017 | 64.6017 | 64.6017 | 64.6017 | 775.219 | 64.6016 | 78.344
|  |  | 2015-16 |  | 69.8406 | 69.8406 | 69.8406 | 69.8406 | 69.8406 | 69.8406 | 69.8406 | 69.8406 | 69.8406 | 69.8406 | 69.8406 | 69.8406 | 838.0875 | 69.8406 | 69.8406
| PAF (Plant Availability Factor) |  | 2013-14 | % | 72.06 | 91.93 | 99.03 | 74.3 | 93.87 | 99.07 | 98.22 | 99.65 | 102.07 | 102.68 | 101.22 | 101.25
|  |  | 2014-15 |  | 95.08 | 77.31 | 75.6 | 78.51 | 91.52 | 94.84 | 83.4005 | 86.1806 | 83.4005 | 83.4005 | 92.3363 | 83.4005
|  |  | 2015-16 |  | 83 | 83 | 83 | 83 | 83 | 83 | 83 | 83 | 83 | 83 | 83 | 83
18 | KHSTPS (Stage -II)
| Net energy available for Shairing |  | 2013-14 | MU | 344.459 | 616.937 | 775.814 | 785.149 | 712.806 | 592.436 | 720.1611 | 794.7923 | 826.1529 | 817.0397 | 682.8485 | 768.6803 | 8437.2756 | 703.1063 | 826.1529
|  |  | 2014-15 |  | 789.1878 | 824.7728 | 752.8036 | 574.9147 | 600.5445 | 597.6364 | 870.2513 | 870.2513 | 870.2513 | 870.2513 | 870.2513 | 870.2513 | 9361.3673 | 780.1139 | 870.2513
|  |  | 2015-16 |  | 856.5911 | 856.5911 | 856.5911 | 856.5911 | 856.5911 | 856.5911 | 856.5911 | 856.5911 | 856.5911 | 856.5911 | 856.5911 | 856.5911 | 10279.0935 | 856.5911 | 856.5911
| Odisha Share |  | 2013-14 | % | 2.14 | 2.14 | 2.14 | 2.14 | 2.14 | 2.14 | 2.14 | 2.14 | 2.14 | 2.14 | 2.14 | 2.14
|  |  | 2014-15 |  | 2.14 | 2.14 | 2.14 | 2.14 | 2.14 | 2.14 | 2.14 | 2.14 | 2.14 | 2.14 | 2.14 | 2.14
|  |  | 2015-16 |  | 2.237 | 2.237 | 2.237 | 2.237 | 2.237 | 2.237 | 2.237 | 2.237 | 2.237 | 2.237 | 2.237 | 2.237
| Odisha Share |  | 2013-14 | MU | 7.3714 | 13.2025 | 16.6024 | 16.8022 | 15.254 | 12.6781 | 15.4114 | 17.0086 | 17.6797 | 17.4846 | 14.613 | 16.4498 | 180.5577 | 15.0465 | 17.6797
|  |  | 2014-15 |  | 16.8886 | 17.6501 | 16.11 | 12.3032 | 12.8517 | 12.7894 | 18.6234 | 18.6234 | 18.6234 | 18.6234 | 18.6234 | 18.6234 | 200.3333 | 16.6944 | 18.6234
|  |  | 2015-16 |  | 19.1619 | 19.1619 | 19.1619 | 19.1619 | 19.1619 | 19.1619 | 19.1619 | 19.1619 | 19.1619 | 19.1619 | 19.1619 | 19.1619 | 229.9433 | 19.1619 | 19.1619
| Actual Odisha drawal |  | 2013-14 | MU | 7.554 | 14.918 | 21.066 | 20.783 | 7.582 | 12.144 | 7.617 | 2.373 | 15.927 | 14.289 | 9.151 | 11.343 | 144.747 | 12.0622 | 21.066
|  |  | 2014-15 |  | 21.202 | 20.088 | 17.974 | 13.128 | 10.562 | 12.311 | 15.8783 | 15.8783 | 15.8783 | 15.8783 | 15.8783 | 15.8783 | 190.535 | 15.8779 | 21.202
|  |  | 2015-16 |  | 18.7634 | 18.7634 | 18.7634 | 18.7634 | 18.7634 | 18.7634 | 18.7634 | 18.7634 | 18.7634 | 18.7634 | 18.7634 | 18.7634 | 225.1905 | 18.7659 | 18.7634
| PAF (Plant Availability Factor) |  | 2013-14 | % | 35.97 | 68.76 | 100.31 | 100.71 | 93.91 | 76.15 | 93.91 | 100.52 | 99.4 | 101.22 | 94.29 | 101.45
|  |  | 2014-15 |  | 96.42 | 95.64 | 80.87 | 57.47 | 62.72 | 66.93 | 83.4005 | 86.1806 | 83.4005 | 83.4005 | 92.3363 | 83.4005
|  |  | 2015-16 |  | 83 | 83 | 83 | 83 | 83 | 83 | 83 | 83 | 83 | 83 | 83 | 83
Barh STPS (Stage - I & II)
| Net energy available for Shairing |  | 2013-14 | MU | [12 empty] | 0 | 0 | 0
|  |  | 2014-15 | [13 empty] | 0 | 0 | 0
|  |  | 2015-16 |  | 660.7173 | 660.7173 | 660.7173 | 660.7173 | 660.7173 | 660.7173 | 660.7173 | 660.7173 | 660.7173 | 660.7173 | 660.7173 | 660.7173 | 7928.6075 | 660.7173 | 660.7173
| Odisha Share |  | 2013-14 | %
2014-15
|  |  | 2015-16 |  | 12.57 | 12.57 | 12.57 | 12.57 | 12.57 | 12.57 | 12.57 | 12.57 | 12.57 | 12.57 | 12.57 | 12.57
| Odisha Share |  | 2013-14 | MU | 0 | 0 | 0 | 0 | 0 | 0 | 0 | 0 | 0 | 0 | 0 | 0 | 0 | 0 | 0
|  |  | 2014-15 |  | 0 | 0 | 0 | 0 | 0 | 0 | 0 | 0 | 0 | 0 | 0 | 0 | 0 | 0 | 0
|  |  | 2015-16 |  | 83.0522 | 83.0522 | 83.0522 | 83.0522 | 83.0522 | 83.0522 | 83.0522 | 83.0522 | 83.0522 | 83.0522 | 83.0522 | 83.0522 | 996.626 | 83.0522 | 83.0522
| Actual Odisha drawal |  | 2013-14 | MU | [12 empty] | 0 | 0 | 0
|  |  | 2014-15 | [13 empty] | 0 | 0 | 0
|  |  | 2015-16 |  | 81.3247 | 81.3247 | 81.3247 | 81.3247 | 81.3247 | 81.3247 | 81.3247 | 81.3247 | 81.3247 | 81.3247 | 81.3247 | 81.3247 | 975.8961 | 81.3247 | 81.3247
| PAF (Plant Availability Factor) |  | 2013-14 | % | 35.97 | 68.76 | 100.31 | 100.71 | 93.91 | 76.15 | 93.91 | 100.52 | 99.4 | 101.22 | 94.29 | 101.45
|  |  | 2014-15 |  | 96.42 | 95.64 | 80.87 | 57.47 | 62.72 | 66.93 | 0 | 0 | 0 | 0 | 0 | 0
|  |  | 2015-16 |  | 83 | 83 | 83 | 83 | 83 | 83 | 83 | 83 | 83 | 83 | 83 | 83
TOTALCENTRAL SECTOR THERMAL (ODISHA SHARE)
| NET ENERGY AVAILABLE |  | 2013-14 | MU | 3065.7035 | 3565.1634 | 3858.6874 | 3970.0814 | 3703.4891 | 3629.7066 | 3558.8643 | 4096.0297 | 4495.8725 | 4609.4653 | 3972.9127 | 4482.262 | 47008.238 | 3917.3532 | 4609.4653
|  |  | 2014-15 |  | 3919.2789 | 4283.2316 | 3703.8597 | 3620.6873 | 3609.4205 | 3576.9101 | 4299.4445 | 4299.4445 | 4299.4445 | 4299.4445 | 4299.4445 | 4299.4445 | 48510.0552 | 4042.5046 | 4299.4445
|  |  | 2015-16 |  | 4885.8882 | 4885.8882 | 4885.8882 | 4885.8882 | 4885.8882 | 4885.8882 | 4885.8882 | 4885.8882 | 4885.8882 | 4885.8882 | 4885.8882 | 4885.8882 | 58630.6588 | 4885.8882 | 4885.8882
| NETENERGY DRAWAL |  | 2013-14 | MU | 441.503 | 561.344 | 609.971 | 591.16 | 459.545 | 513.647 | 361.986 | 410.69 | 584.445 | 607.072 | 520.031 | 554.885 | 6216.279 | 518.0233 | 609.971
|  |  | 2014-15 |  | 584.476 | 634.387 | 544.722 | 550.587 | 465.933 | 434.286 | 535.7317 | 535.7317 | 535.7317 | 535.7317 | 535.7317 | 535.7317 | 6428.781 | 535.7317 | 634.387
|  |  | 2015-16 |  | 628.9127 | 628.9127 | 628.9127 | 628.9127 | 628.9127 | 628.9127 | 628.9127 | 628.9127 | 628.9127 | 628.9127 | 628.9127 | 628.9127 | 7546.9524 | 628.9127 | 628.9127
19 | CHUKHA
| Net energy available for Shairing |  | 2013-14 | MU | 77.218 | 147.199 | 251.697 | 261.176 | 288.051 | 266.84 | 267.259 | 120.983 | 39.248 | 40.8561 | 18.9463 | 30.7201 | 1810.1936 | 150.8495 | 288.051
|  |  | 2014-15 |  | 41.4483 | 103.0335 | 197.9137 | 280.203 | 280.1894 | 275.951 | 240 | 80 | 55 | 57 | 40 | 50 | 1700.7389 | 141.7282 | 280.203
|  |  | 2015-16 |  | 55.6 | 130 | 160 | 270 | 280 | 255.5 | 240 | 135 | 80 | 45.7 | 53 | 64 | 1768.8 | 147.4 | 280
.
| Odisha Share |  | 2013-14 | % | 15.19 | 15.19 | 15.19 | 15.19 | 15.19 | 15.19 | 15.19 | 15.19 | 15.19 | 15.19 | 15.19 | 15.19
|  |  | 2014-15 |  | 15.19 | 15.19 | 15.19 | 15.19 | 15.19 | 15.19 | 15.19 | 15.19 | 15.19 | 15.19 | 15.19 | 15.19
|  |  | 2015-16 |  | 15.19 | 15.19 | 15.19 | 15.19 | 15.19 | 15.19 | 15.19 | 15.19 | 15.19 | 15.19 | 15.19 | 15.19
| Odisha Share |  | 2013-14 | MU | 11.7294 | 22.3595 | 38.2328 | 39.6726 | 43.7549 | 40.533 | 40.5966 | 18.3773 | 5.9618 | 6.206 | 2.8779 | 4.6664 | 274.9684 | 22.914 | 43.7549
|  |  | 2014-15 |  | 6.296 | 15.6508 | 30.0631 | 42.5628 | 42.5608 | 41.917 | 36.456 | 12.152 | 8.3545 | 8.6583 | 6.076 | 7.595 | 258.3422 | 21.5285 | 42.5628
|  |  | 2015-16 |  | 8.4456 | 19.747 | 24.304 | 41.013 | 42.532 | 38.8105 | 36.456 | 20.5065 | 12.152 | 6.9418 | 8.0507 | 9.7216 | 268.6807 | 22.3901 | 42.532
| Actual Odisha drawal |  | 2013-14 | MU | 11.401 | 21.734 | 37.17 | 38.598 | 42.512 | 39.503 | 35.901 | 17.903 | 9.88 | 6.004 | 2.792 | 4.543 | 267.941 | 22.3284 | 42.512
|  |  | 2014-15 |  | 6.147 | 15.278 | 29.33 | 41.499 | 41.458 | 40.229 | 16.6667 | 16.6667 | 16.6667 | 16.6667 | 16.6667 | 16.6667 | 273.941 | 22.8284 | 41.499
|  |  | 2015-16 |  | 8.2683 | 19.3323 | 23.7936 | 40.1517 | 41.6388 | 37.9954 | 35.6904 | 20.0759 | 11.8968 | 6.7961 | 7.8816 | 9.5174 | 262.9984 | 21.9165 | 41.6388
20 | TALA
| Net energy available for Shairing |  | 2013-14 | MU | 109.686 | 255.175 | 543.435 | 717.623 | 712.105 | 512.5694 | 298.374 | 177.1378 |  | 38.8733 | 13.2658 | 19.858 | 3398.1024 | 283.1752 | 717.623
|  |  | 2014-15 |  | 21.4294 | 164.1212 | 389.786 | 708.0262 | 715.8717 | 512.5694 | 400 | 50 | 30 | 15 | 18 | 20 | 3044.804 | 253.7337 | 715.8717
|  |  | 2015-16 |  | 140 | 215.5 | 520 | 720 | 600 | 625 | 280 | 155 | 77 | 40 | 20 | 20 | 3412.5 | 284.375 | 720
| Odisha Share |  | 2013-14 | % | 4.25 | 4.25 | 4.25 | 4.25 | 4.25 | 4.25 | 4.25 | 4.25 | 4.25 | 4.25 | 4.25 | 4.25
|  |  | 2014-15 |  | 4.25 | 4.25 | 4.25 | 4.25 | 4.25 | 4.25 | 4.25 | 4.25 | 4.25 | 4.25 | 4.25 | 4.25
|  |  | 2015-16 |  | 4.25 | 4.25 | 4.25 | 4.25 | 4.25 | 4.25 | 4.25 | 4.25 | 4.25 | 4.25 | 4.25 | 4.25
| Odisha Share |  | 2013-14 | MU | 4.6617 | 10.8449 | 23.096 | 30.499 | 30.2645 | 21.7842 | 12.6809 | 7.5284 | 0 | 1.6521 | 0.56379 | 0.84397 | 144.4194 | 12.0349 | 30.499
|  |  | 2014-15 |  | 4.662 | 6.9752 | 23.096 | 30.0911 | 30.4245 | 21.7842 | 17 | 2.125 | 1.275 | 0.6375 | 0.765 | 0.85 | 139.6855 | 11.6405 | 30.4245
|  |  | 2015-16 |  | 5.95 | 9.1588 | 22.1 | 30.6 | 25.5 | 26.5625 | 11.9 | 6.5875 | 3.2725 | 1.7 | 0.85 | 0.85 | 145.0312 | 12.0859 | 30.6
| Actual Odisha drawal |  | 2013-14 | MU | 4.531 | 10.541 | 22.454 | 29.672 | 29.405 | 21.235 | 18.393 | 7.334 | 3.119 | 1.598 | 0.547 | 0.822 | 149.651 | 12.4709 | 29.672
|  |  | 2014-15 |  | 0.889 | 6.809 | 16.162 | 29.339 | 29.637 | 28.674 | 6.6667 | 6.6667 | 6.6667 | 6.6667 | 6.6667 | 6.6667 | 151.51 | 12.6258 | 29.637
|  |  | 2015-16 |  | 5.8251 | 8.9664 | 21.6359 | 29.9574 | 24.9645 | 26.0047 | 11.6501 | 6.4492 | 3.2038 | 1.6643 | 0.83215 | 0.83215 | 141.9956 | 11.833 | 29.9574
21 | TEESTA
| Net energy available for Shairing |  | 2013-14 | MU | 158.572 | 314.572 | 333.681 | 305.989 | 365.702 | 300.733 | 187.224 | 0 | 75.849 | 55.726 | 46.229 | 101.056 | 2245.333 | 187.1111 | 365.702
|  |  | 2014-15 |  | 149.174 | 289.6305 | 307.5341 | 305.0521 | 308.6521 | 309.488 | 228.881 | 140 | 98.8 | 80 | 70 | 100 | 2387.2118 | 198.9343 | 309.488
|  |  | 2015-16 |  | 130 | 230 | 263.52 | 315 | 325 | 295 | 205 | 128.8 | 97 | 80 | 80 | 90 | 2239.32 | 186.61 | 325
| Odisha Share |  | 2012-13 | % | 23.4 | 23.4 | 23.4 | 23.4 | 23.4 | 23.4 | 23.4 | 23.4 | 23.4 | 23.4 | 23.4 | 23.4
|  |  | 2013-14 |  | 23.4 | 23.4 | 23.4 | 23.4 | 23.4 | 23.4 | 23.4 | 23.4 | 23.4 | 23.4 | 23.4 | 23.4
|  |  | 2014-15 |  | 23.4 | 23.4 | 23.4 | 23.4 | 23.4 | 23.4 | 23.4 | 23.4 | 23.4 | 23.4 | 23.4 | 23.4
| Odisha Share |  | 2013-14 | MU | 37.1058 | 73.6098 | 78.0814 | 71.6014 | 85.5743 | 70.3715 | 43.8104 | 0 | 17.7487 | 13.0399 | 10.8176 | 23.6471 | 525.4079 | 43.784 | 85.5743
|  |  | 2014-15 |  | 34.9067 | 67.7735 | 71.963 | 71.3822 | 72.2246 | 72.4202 | 53.5582 | 32.76 | 23.1192 | 18.72 | 16.38 | 23.4 | 558.6076 | 46.5506 | 72.4202
|  |  | 2015-16 |  | 30.42 | 53.82 | 61.6637 | 73.71 | 76.05 | 69.03 | 47.97 | 30.1392 | 22.698 | 18.72 | 18.72 | 21.06 | 524.0009 | 43.6667 | 76.05
| Actual Odisha drawal |  | 2013-14 | MU | 31.793 | 62.877 | 66.729 | 61.271 | 73.112 | 60.348 | 45.934 | 24.271 | 10.113 | 0.804 | 0 | 18.06 | 455.312 | 37.9427 | 73.112
|  |  | 2014-15 |  | 29.99 | 58.216 | 65.68 | 70.708 | 71.476 | 71.552 | 33.3333 | 33.3333 | 33.3333 | 33.3333 | 33.3333 | 33.3333 | 567.622 | 47.3018 | 71.552
|  |  | 2015-16 |  | 29.7812 | 52.6898 | 60.3687 | 72.1621 | 74.453 | 67.5804 | 46.9626 | 29.5063 | 22.2213 | 18.3269 | 18.3269 | 20.6177 | 512.9969 | 42.7497 | 74.453
TOTALCENTRAL SECTOR HYDRO (ODISHA SHARE)
| NET ENERGY AVAILABLE |  | 2013-14 | MU | 345.476 | 716.946 | 1128.813 | 1284.788 | 1365.858 | 1080.1424 | 752.857 | 298.1209 | 115.097 | 135.4554 | 78.4411 | 151.6341 | 7453.629 | 621.1357 | 1365.858
|  |  | 2014-15 |  | 212.0517 | 556.7852 | 895.2338 | 1293.2814 | 1304.7132 | 1098.0084 | 868.881 | 270 | 183.8 | 152 | 128 | 170 | 7132.7547 | 594.3962 | 1304.7132
|  |  | 2015-16 |  | 325.6 | 575.5 | 943.52 | 1305 | 1205 | 1175.5 | 725 | 418.8 | 254 | 165.7 | 153 | 174 | 7420.62 | 618.385 | 1305
| NETENERGY DRAWAL |  | 2013-14 | MU | 47.725 | 95.152 | 126.353 | 129.541 | 145.029 | 121.086 | 100.228 | 49.508 | 23.112 | 8.406 | 3.339 | 23.425 | 872.904 | 72.742 | 145.029
|  |  | 2014-15 |  | 37.026 | 80.303 | 111.172 | 141.546 | 142.571 | 140.455 | 56.6667 | 56.6667 | 56.6667 | 56.6667 | 56.6667 | 56.6667 | 993.073 | 82.7561 | 142.571
|  |  | 2015-16 |  | 43.8745 | 80.9885 | 105.7983 | 142.2712 | 141.0563 | 131.5805 | 94.3032 | 56.0313 | 37.3219 | 26.7872 | 27.0407 | 30.9673 | 918.0209 | 76.5017 | 142.2712
TOTALCENTRAL SECTOR (ODISHA SHARE)
| NET ENERGY AVAILABLE |  | 2013-14 | MU | 3411.1795 | 4282.1094 | 4987.5004 | 5254.8694 | 5069.3471 | 4709.8491 | 4311.7213 | 4394.1506 | 4610.9695 | 4744.9208 | 4051.3538 | 4633.8961 | 54461.867 | 4538.4889 | 5254.8694
|  |  | 2014-15 |  | 4131.3306 | 4840.0168 | 4599.0935 | 4913.9687 | 4914.1336 | 4674.9186 | 5168.3255 | 4569.4445 | 4483.2445 | 4451.4445 | 4427.4445 | 4469.4445 | 55642.8099 | 4636.9008 | 5168.3255
|  |  | 2015-16 |  | 5211.4882 | 5461.3882 | 5829.4082 | 6190.8882 | 6090.8882 | 6061.3882 | 5610.8882 | 5304.6882 | 5139.8882 | 5051.5882 | 5038.8882 | 5059.8882 | 66051.2788 | 5504.2732 | 6190.8882
| NETENERGY DRAWAL |  | 2013-14 | MU | 489.228 | 656.496 | 736.324 | 720.701 | 604.574 | 634.733 | 462.214 | 460.198 | 607.557 | 615.478 | 523.37 | 578.31 | 7089.183 | 590.7653 | 736.324
|  |  | 2014-15 |  | 621.502 | 714.69 | 655.894 | 692.133 | 608.504 | 574.741 | 592.3983 | 592.3983 | 592.3983 | 592.3983 | 592.3983 | 592.3983 | 7421.854 | 618.4878 | 714.69
|  |  | 2015-16 |  | 672.7872 | 709.9012 | 734.711 | 771.1839 | 769.969 | 760.4932 | 723.2159 | 684.944 | 666.2346 | 655.6999 | 655.9534 | 659.88 | 8464.9733 | 705.4144 | 771.1839
DRAWAL FROM SURPLUS POWER FROM CGPs
22 | Name of CGP
NALCO
| NET ENERGY AVAILABLE |  | 2013-14 | MU | 2.69 | 2.59 | 2.777 | 2.477 | 2.355 | 2.868 | 2.396 | 2.887 | 2.887 | 0 | 0 | 0 | 23.927 | 1.9939 | 2.887
|  |  | 2014-15 |  | 2.165 | 1.97 | 2.126 | 2.343 | 2.64 | 0 | 1.8733 | 1.8733 | 1.8733 | 1.8733 | 1.8733 | 1.8733 | 22.484 | 1.8737 | 2.64
|  |  | 2015-16 | [13 empty] | 0 | 0 | 0
IMFA
| NET ENERGY AVAILABLE |  | 2013-14 | MU | 1.752 | 2.87 | 4.379 | 4.4 | 3.085 | 3.028 | 1.47 | 6.513 | 7.234 | 0 | 0 | 0 | 34.731 | 2.8942 | 7.234
|  |  | 2014-15 |  | 6.842 | 11.733 | 1.617 | 1.891 | 2.085 | 0.492 | 4.1 | 4.1 | 4.1 | 4.1 | 4.1 | 4.1 | 49.26 | 4.105 | 11.733
|  |  | 2015-16 | [13 empty] | 0 | 0 | 0
HINDALCO
| NET ENERGY AVAILABLE |  | 2013-14 | MU | 3.331 | 4.372 |  | 5.096 | 4.499 | 2.635 | 0.525 | 1.164 | 2.798 | 2.102 | 2.536 | 2.315 | 31.373 | 2.6144 | 5.096
|  |  | 2014-15 |  | 1.229 | 1.147 | 0.904 | 0.459 | 3.388 | 1.647 | 1.4623 | 1.4623 | 1.4623 | 1.4623 | 1.4623 | 1.4623 | 17.548 | 1.4623 | 3.388
|  |  | 2015-16 | [13 empty] | 0 | 0 | 0
NBVL
| NET ENERGY AVAILABLE |  | 2013-14 | MU | 9.569 | 0 | 0 | 0 | 0.643 | 0.54 | 0.665 | 0.561 | 0.578 | 0.453 | 0.546 | 0.364 | 13.919 | 1.1599 | 9.569
|  |  | 2014-15 |  | 0.443 | 0.535 | 0.509 | 1.662 | 1.571 | 1.532 | 1.042 | 1.042 | 1.042 | 1.042 | 1.042 | 1.042 | 12.504 | 1.042 | 1.662
|  |  | 2015-16 | [13 empty] | 0 | 0 | 0
Vedant , Budhipadar (Jharsuguda)
| NET ENERGY AVAILABLE |  | 2013-14 | MU | 5.49 | 12.251 | 12.24 | 12.4 | 7.221 | 7.745 | 7.895 | 7.416 | 9.512 | 9.62 | 5.721 | 4.905 | 102.416 | 8.5347 | 12.4
|  |  | 2014-15 |  | 4.905 | 6.235 | 11.642 | 6.088 | 13.376 | 4.221 | 7.745 | 7.745 | 7.745 | 7.745 | 7.745 | 7.745 | 92.907 | 7.7423 | 13.376
|  |  | 2015-16 | [13 empty] | 0 | 0 | 0
JIndal Stainless Ltd.,Duburi
| NET ENERGY AVAILABLE |  | 2013-14 | MU | 20.977 | 12.389 | 5.927 | 10.979 | 3.743 | 9.734 | 10.888 | 8.172 | 9.542 | 8.74 | 4.878 | 7.292 | 113.261 | 9.4384 | 20.977
|  |  | 2014-15 |  | 5.724 | 7.195 | 6.864 | 4.218 | 20.954 | 7.962 | 8.82 | 8.82 | 8.82 | 8.82 | 8.82 | 8.82 | 105.837 | 8.8197 | 20.954
|  |  | 2015-16 | [14 empty] | 0 | 0
SCAW(Narverum)
| NET ENERGY AVAILABLE |  | 2013-14 | MU | 0.64 | 0.809 | 0.238 | 0 | 0 | 0.737 | 0.375 | 0.682 | 0.063 | 0.948 | 0.628 | 0.85 | 5.97 | 0.4975 | 0.948
|  |  | 2014-15 |  | 1.237 | 0 | 0.635 | 0.431 | 0.333 | 0.378 | 0.50167 | 0.50167 | 0.50167 | 0.50167 | 0.50167 | 0.50167 | 6.024 | 0.502 | 1.237
|  |  | 2015-16 | [13 empty] | 0 | 0 | 0
Bhusan S&P, Jharsuguda
| NET ENERGY AVAILABLE |  | 2013-14 | MU | 17.279 | 14.527 | 18.36 | 22.18 | 6.567 | 5.884 | 4.394 | 9.573 | 12.328 | 14.645 | 11.757 | 15.636 | 153.13 | 12.7608 | 22.18
|  |  | 2014-15 |  | 14.062 | 6.372 | 7.808 | 7.028 | 10.977 | 6.138 | 8.7317 | 8.7317 | 8.7317 | 8.7317 | 8.7317 | 8.7317 | 104.775 | 8.7313 | 14.062
|  |  | 2015-16 | [13 empty] | 0 | 0 | 0
OCL Iron & Steel LTD
| NET ENERGY AVAILABLE |  | 2013-14 | MU | 0 | 0 | 0 | 0 | 0 | 0 | 0 |  | 0 | 0 | 0 | 0 | 0 | 0 | 0
|  |  | 2014-15 |  | 0.558 | 0.438 | 0.948 | 1.214 | 0 | 0.369 | 0.58833 | 0.58833 | 0.58833 | 0.58833 | 0.58833 | 0.58833 | 7.057 | 0.58808 | 1.214
|  |  | 2015-16 |  | 0 | 0 | 0 | 0 | 0 | 0 | 0 | 0 | 0 | 0 | 0 | 0 | 0 | 0 | 0
Yazdani
| NET ENERGY AVAILABLE |  | 2013-14 | MU | 0 | 0 | 0 | 0 | 0 | 0 | 0 | 0 | 0 | 0 | 0 | 0 | 0 | 0 | 0
|  |  | 2014-15 |  | EXPECTED FOR ENSUING YEAR (Projection/Generation Plan Submitted by Generator) APRIL: 0.082; EXPECTED FOR ENSUING YEAR (Projection/Generation Plan Submitted by Generator) MAY: 0.237; EXPECTED FOR ENSUING YEAR (Projection/Generation Plan Submitted by Generator) JUNE: 0.172; EXPECTED FOR ENSUING YEAR (Projection/Generation Plan Submitted by Generator) JULY: 0.044; EXPECTED FOR ENSUING YEAR (Projection/Generation Plan Submitted by Generator) AUGUST: 0; EXPECTED FOR ENSUING YEAR (Projection/Generation Plan Submitted by Generator) SEPTEMBER: 0; EXPECTED FOR ENSUING YEAR (Projection/Generation Plan Submitted by Generator) OCTOBER: 0 | 0.535 | 0.044583 | 0.237
|  |  | 2015-16 | [13 empty] | 0 | 0 | 0
Jindal Steel&Power Angul
| ENERGY AVAILABLE |  | 2013-14 | MU | 49.548 | 4.461 | 3.865 | 20.976 | 1.811 | 2.675 | 6.637 | 9.148 | 5.573 | 4.55 | 3.652 | 5.952 | 118.848 | 9.904 | 49.548
|  |  | 2014-15 |  | 4.603 | 0.961 | 0 | 2.206 | 5.681 | 2.675 | 3.2133 | 3.2133 | 3.2133 | 3.2133 | 3.2133 | 3.2133 | 35.406 | 2.9505 | 5.681
|  |  | 2015-16 | [13 empty] | 0 | 0 | 0
MSP, Jharsuguda
| ENERGY AVAILABLE |  | 2013-14 | MU | 0.343 | 0.566 | 0.372 | 0.464 | 0.468 | 0.399 | 0.177 | 0.835 | 0.49 | 0.398 | 1.066 | 0.423 | 6.001 | 0.50008 | 1.066
|  |  | 2014-15 |  | 0.514 | 0.6 | 0.637 | 0.524 | 0.159 | 0.439 | 0.47833 | 0.47833 | 0.47833 | 0.47833 | 0.47833 | 0.47833 | 5.743 | 0.47858 | 0.637
|  |  | 2015-16 | [13 empty] | 0 | 0 | 0
Facor
| ENERGY AVAILABLE |  | 2013-14 | MU | 0.28 | 0.562 | 0.362 | 0.284 | 0.391 | 0.517 | 0.522 | 0.422 | 0.437 | 0.4 | 0.308 | 0.596 | 5.081 | 0.42342 | 0.495
|  |  | 2014-15 |  | 0.319 | 0.49 | 0.495 | 0.36 | 0.445 | 0.388 | 0.4 | 0.4 | 0.4 | 0.4 | 0.4 | 0.4 | 4.897 | 0.40808 | 0
|  |  | 2015-16 | [13 empty] | 0 | 0 | 0.596
Total DRAWAL FROM SURPLUS POWER FROM CGPs
| NET ENERGY AVAILABLE |  | 2013-14 | MU | 111.899 | 55.397 | 48.52 | 79.256 | 30.783 | 36.762 | 35.944 | 47.373 | 51.442 | 41.856 | 31.092 | 38.333 | 608.657 | 50.7214 | 111.899
|  |  | 2014-15 |  | 42.683 | 37.913 | 34.357 | 28.468 | 61.609 | 26.241 | 38.956 | 38.956 | 38.956 | 38.956 | 38.956 | 38.956 | 465.007 | 38.7506 | 61.609
|  |  | 2015-16 |  | 0 | 0 | 0 | 0 | 0 | 0 | 0 | 0 | 0 | 0 | 0 | 0 | 0 | 0 | 0
DRAWAL FROM SURPLUS POWER FROM CO GENERATON PLANTS
Name of Co Generation Plants
NINL
NET ENERGY AVAILABLE
|  |  | 2013-14 | MU | 0.043 | 0.139 | 0.2 | 0.767 | 0.872 | 1.901 | 3.211 | 0.03 | 0.389 | 4.104 | 2.787 | 1.902 | 16.345 | 1.3621 | 4.104
|  |  | 2014-15 |  | 1.183 | 1.028 | 0.034 | 2.294 | 0.988 | 1.639 | 1.195 | 1.195 | 1.195 | 1.195 | 1.195 | 1.195 | 14.336 | 1.1947 | 2.294
|  |  | 2015-16 | [13 empty] | 0 | 0 | 0
ARATI STEEL
| NET ENERGY AVAILABLE |  | 2013-14 | MU | 11.855 |  | 3.2 | 0.857 | 3.44 | 1.454 | 2.409 | 2.742 | 2.239 | 2.672 | 2.101 | 2.09 | 35.059 | 2.9216 | 11.855
|  |  | 2014-15 |  | 1.925 | 1.525 | 1.549 | 0.488 | 4.381 | 6.013 | 2.6467 | 2.6467 | 2.6467 | 2.6467 | 2.6467 | 2.6467 | 31.761 | 2.6468 | 6.013
|  |  | 2015-16 | [13 empty] | 0 | 0 | 0
Tata Sponge
| ENERGY AVAILABLE |  | 2013-14 | MU | 1.75 | 1.527 |  | 0.607 | 0.262 | 0.442 | 0.657 | 0.248 | 0.326 | 0.11 | 0.36 | 0.256 | 6.545 | 0.54542 | 1.75
|  |  | 2014-15 |  | 0.349 | 0.267 | 0.079 | 0 | 0.117 | 0.046 | 0.14333 | 0.14333 | 0.14333 | 0.14333 | 0.14333 | 0.14333 | 1.718 | 0.14317 | 0.349
|  |  | 2015-16 | [13 empty] | 0 | 0 | 0
SMC Power
| ENERGY AVAILABLE |  | 2013-14 | MU | 0.919 | 0.921 | 1.006 | 0.765 | 1.001 | 1.198 | 0.24 | 0.496 | 0.345 | 0.351 | 0.226 | 0.155 | 7.623 | 0.63525 | 1.198
|  |  | 2014-15 |  | 0.18 | 0.213 | 0.353 | 0.725 | 1.275 | 0.278 | 0.50333 | 0.50333 | 0.50333 | 0.50333 | 0.50333 | 0.50333 | 6.044 | 0.50367 | 1.275
|  |  | 2015-16 | [13 empty] | 0 | 0 | 0
Pattnaik Steel, Polasponga
| ENERGY AVAILABLE |  | 2013-14 | MU | 0.612 | 0.168 | 0.348 | 0.017 | 0.02 | 0.002 | 0.13 | 0.038 | 0.001 | 0.108 | 0.044 | 0.068 | 1.556 | 0.12967 | 0.612
|  |  | 2014-15 |  | 0.005 | 0.023 | 0 | 0.001 | 0.013 | 0.002 | 0.0066667 | 0.0066667 | 0.0066667 | 0.0066667 | 0.0066667 | 0.0066667 | 0.084 | 0.007 | 0.023
|  |  | 2015-16 | [13 empty] | 0 | 0 | 0
IFFCO
| ENERGY AVAILABLE |  | 2013-14 | MU | 0 | 0 | 0 | 0 | 0 | 0.001 | 0.001 | 0.001 | 0 | 0 | 0 | 0.001 | 0.004 | 0.00033333 | 0.001
|  |  | 2014-15 |  | 0 | 0 | 0 | 1.034 | 2.405 | 0.123 | 0.59367 | 0.59367 | 0.59367 | 0.59367 | 0.59367 | 0.59367 | 7.124 | 0.59367 | 2.405
|  |  | 2015-16 | [13 empty] | 0 | 0 | 0
VISA Steel
| ENERGY AVAILABLE |  | 2013-14 | MU | 6.88 | 3.124 | 1.592 | 2.685 | 4.753 | 5.16 | 3.9 | 2.307 | 2.649 | 1.715 | 1.043 | 1.743 | 37.551 | 3.1293 | 6.88
|  |  | 2014-15 |  | 0.848 | 1.73 | 0.975 | 2.65 | 5.342 | 3.171 | 2.4533 | 2.4533 | 2.4533 | 2.4533 | 2.4533 | 2.4533 | 29.436 | 2.453 | 5.342
|  |  | 2015-16 | [13 empty] | 0 | 0 | 0
Rathi Steel & Power
| ENERGY AVAILABLE |  | 2013-14 | MU |  | 0 | 0 | 0 | 0 | 0 | 0 |  | 0 | 0 | 0 | 0 | 0 | 0 | 0
|  |  | 2014-15 |  | 0 | 0 | 0 | 0 | 0 | 0 | 0 | 0 | 0 | 0 | 0 | 0 | 0 | 0 | 0
|  |  | 2015-16 | [13 empty] | 0 | 0 | 0
| OSISL, Polasponga |  | 2013-14 | MU | EXPECTED FOR ENSUING YEAR (Projection/Generation Plan Submitted by Generator) OCTOBER: 0; EXPECTED FOR ENSUING YEAR (Projection/Generation Plan Submitted by Generator) NOVEMBER: 0; EXPECTED FOR ENSUING YEAR (Projection/Generation Plan Submitted by Generator) DECEMBER: 0; EXPECTED FOR ENSUING YEAR (Projection/Generation Plan Submitted by Generator) JANUARY: 0; EXPECTED FOR ENSUING YEAR (Projection/Generation Plan Submitted by Generator) FEBRUARY: 0.361; EXPECTED FOR ENSUING YEAR (Projection/Generation Plan Submitted by Generator) MARCH: 0.674 | 1.035 | 0.08625 | 0.674
| ENERGY AVAILABLE |  | 2014-15 |  | EXPECTED FOR ENSUING YEAR (Projection/Generation Plan Submitted by Generator) OCTOBER: 0; EXPECTED FOR ENSUING YEAR (Projection/Generation Plan Submitted by Generator) NOVEMBER: 0; EXPECTED FOR ENSUING YEAR (Projection/Generation Plan Submitted by Generator) DECEMBER: 0; EXPECTED FOR ENSUING YEAR (Projection/Generation Plan Submitted by Generator) JANUARY: 0; EXPECTED FOR ENSUING YEAR (Projection/Generation Plan Submitted by Generator) FEBRUARY: 0; EXPECTED FOR ENSUING YEAR (Projection/Generation Plan Submitted by Generator) MARCH: 0 | 0 | 0 | 0
|  |  | 2015-16 | [13 empty] | 0 | 0 | 0
| VEDANTA, Lanjigarh |  | 2013-14 | MU | 0 | 0 | 0 | 0.312 | 0.384 | 0.473 | 0.554 | 0.55 | 0.475 | 1.488 | 1.792 | 2.155 | 8.183 | 0.68192 | 2.155
| ENERGY AVAILABLE |  | 2014-15 |  | 0.749 | 0.829 | 0.917 | 2.074 | 1.838 | 1.876 | 1.38 | 1.38 | 1.38 | 1.38 | 1.38 | 1.38 | 16.563 | 1.3802 | 2.074
|  |  | 2015-16 | [13 empty] | 0 | 0 | 0
| SHYAM DRI |  | 2013-14 | MU | 0.855 | 0.522 | 1.333 | 0.936 | 0.694 | 0.649 | 1.133 | 1.152 | 0.826 | 0.877 | 0.882 | 1.384 | 11.243 | 0.93692 | 1.384
| ENERGY AVAILABLE |  | 2014-15 |  | 0.295 | 1.442 | 0.702 | 0.553 | 0.588 | 0.554 | 4.1326 | 4.1326 | 4.1326 | 4.1326 | 4.1326 | 4.1326 | 28.9296 | 2.4108 | 4.1326
|  |  | 2015-16 | [13 empty] | 0 | 0 | 0
| BHUSAN Steel Ltd. |  | 2013-14 | MU | 0.236 | 0.47 | 1.112 | 0.704 | 0.043 | 0 | 0.04 | 0.009 | 4.74 | 0.373 | 0.273 | 0.758 | 8.758 | 0.72983 | 4.74
| ENERGY AVAILABLE |  | 2014-15 |  | 0.679 | 0.068 | 0.031 | 0.049 | 0.213 | 0 | 0.17333 | 0.17333 | 0.17333 | 0.17333 | 0.17333 | 0.17333 | 2.08 | 0.17333 | 0.679
|  |  | 2015-16 | [13 empty] | 0 | 0 | 0
| SREE Mahavir Ferro Alloys. |  | 2013-14 | MU | 0.111 | 0.141 | 0.181 | 0.12 | 0.093 | 0.064 | 0.058 | 0 | 0.286 | 0.16 | 0.189 | 0.261 | 1.664 | 0.13867 | 0.286
| ENERGY AVAILABLE |  | 2014-15 |  | 0.225 | 0.282 | 0.249 | 0.165 | 0.081 | 0.063 | 0.17733 | 0.17733 | 0.17733 | 0.17733 | 0.17733 | 0.17733 | 2.129 | 0.17742 | 0.282
|  |  | 2015-16 | [13 empty] | 0 | 0 | 0
| Action Ispat |  | 2013-14 | MU | 1.405 | 1.367 | 1.123 | 0.677 | 0.552 | 1.497 | 0.935 | 1.187 | 1.111 | 1.305 | 1.095 | 1.595 | 13.849 | 1.1541 | 1.595
| ENERGY AVAILABLE |  | 2014-15 |  | 1.558 | 1.712 | 1.331 | 3.207 | 2.206 | 2.527 | 1.1033 | 1.1033 | 1.1033 | 1.1033 | 1.1033 | 1.1033 | 19.161 | 1.5967 | 3.207
|  |  | 2015-16 | [13 empty] | 0 | 0 | 0
| Aryan Ispat |  | 2013-14 | MU | 1.073 | 0 | 0 | 0.772 | 0.018 | 0.206 | 0.041 | 0.184 | 0.201 | 0.281 | 0.129 | 0.348 | 3.253 | 0.27108 | 1.073
| ENERGY AVAILABLE |  | 2014-15 |  | 0.206 | 0.162 | 0.224 | 2.376 | 1.736 | 1.597 | 1.05 | 1.05 | 1.05 | 1.05 | 1.05 | 1.05 | 12.601 | 1.0501 | 2.376
|  |  | 2015-16 | [13 empty] | 0 | 0 | 0
| RSP |  | 2013-14 | MU | 0.041 | 0 | 0 | 0 | 0 | 0 | 0 | 0 | 0 | 0 | 0 | 0 | 0.041 | 0.0034167 | 0.041 | 0.041
| ENERGY AVAILABLE |  | 2014-15 |  | 0 | 0.031 | 0.001 | 0 | 0 | 0 | 0.005 | 0.005 | 0.005 | 0.005 | 0.005 | 0.005 | 0.062 | 0.0051667 | 0.031
|  |  | 2015-16 | [13 empty] | 0 | 0 | 0
| Maithan Ispat |  | 2013-14 | MU | 0.825 | 0.578 | 0.946 | 0.448 | 1.091 | 0.882 | 0.617 | 1.209 | 0.716 | 0.863 | 0.855 | 1.412 | 10.442 | 0.87017 | 1.412
| ENERGY AVAILABLE |  | 2014-15 |  | 0.755 | 0.655 | 0.741 | 0.203 | 0.207 | 0.734 | 0.55 | 0.55 | 0.55 | 0.55 | 0.55 | 0.55 | 6.595 | 0.54958 | 0.755
|  |  | 2015-16 | [13 empty] | 0 | 0 | 0
| SEVEN STAR |  | 2013-14 | MU | EXPECTED FOR ENSUING YEAR (Projection/Generation Plan Submitted by Generator) JUNE: 0.178; EXPECTED FOR ENSUING YEAR (Projection/Generation Plan Submitted by Generator) JULY: 0; EXPECTED FOR ENSUING YEAR (Projection/Generation Plan Submitted by Generator) AUGUST: 0; EXPECTED FOR ENSUING YEAR (Projection/Generation Plan Submitted by Generator) SEPTEMBER: 0.141 | 0.319 | 0.026583 | 0.178
| ENERGY AVAILABLE |  | 2014-15 |  | EXPECTED FOR ENSUING YEAR (Projection/Generation Plan Submitted by Generator) APRIL: 0; EXPECTED FOR ENSUING YEAR (Projection/Generation Plan Submitted by Generator) MAY: 0; EXPECTED FOR ENSUING YEAR (Projection/Generation Plan Submitted by Generator) JUNE: 0; EXPECTED FOR ENSUING YEAR (Projection/Generation Plan Submitted by Generator) JULY: 0 | 0 | 0 | 0
|  |  | 2015-16 | [13 empty] | 0 | 0 | 0
| SHREE GANESH |  | 2013-14 | MU | 0 | 0 | 0 | 0.9 | 1.495 | 0.794 | 1.024 | 0.95 | 1.366 | 1.411 | 0.967 | 1.249 | 10.156 | 0.84633 | 1.495
| ENERGY AVAILABLE |  | 2014-15 |  | 0.564 | 1.044 | 1.19 | 0.926 | 0.957 | 1.047 | 0.955 | 0.955 | 0.955 | 0.955 | 0.955 | 0.955 | 11.458 | 0.95483 | 1.19
|  |  | 2015-16 | [13 empty] | 0 | 0 | 0
| ADITYA ALU LTD |  | 2013-14 | MU | 0 | 0 | 0 | 0 | 0 | 0 | 0 | 0 | 0 | 0 | 0 |  | 0 | 0 | 0
| ENERGY AVAILABLE |  | 2014-15 |  |  |  |  | 18.08 | 4.586 | 2.654 | 0.955 | 0.955 | 0.955 | 0.955 | 0.955 | 0.955 | 31.05 | 2.5875 | 18.08
|  |  | 2015-16 | [13 empty] | 0 | 0 | 0
DRAWAL FROM SURPLUS POWER FROM CO GENERATON PLANTS
| NET ENERGY AVAILABLE |  | 2013-14 | MU | 26.605 | 8.957 | 11.219 | 10.567 | 14.718 | 14.864 | 14.95 | 11.103 | 15.67 | 15.818 | 13.104 | 16.051 | 173.626 | 14.4688 | 26.605
|  |  | 2014-15 |  | 9.521 | 11.011 | 8.376 | 34.825 | 26.933 | 22.324 | 18.0236 | 18.0236 | 18.0236 | 18.0236 | 18.0236 | 18.0236 | 221.1316 | 18.4276 | 34.825
|  |  | 2015-16 |  | 102.0517 | 102.0517 | 102.0517 | 102.0517 | 102.0517 | 102.0517 | 102.0517 | 102.0517 | 102.0517 | 102.0517 | 102.0517 | 102.0517 | 1224.62 | 102.0517 | 102.0517
DRAWAL FROM RENEWABLE SOURCES
SMALL HYDRO
| Meenaksi SHEP |  | 2013-14 | MU | 12.75 | 19.387 | 24.76 | 31.891 | 28.906 | 29.656 | 28.856 | 25.92 | 13.118 | 8.825 | 8.801 | 10.577 | 243.447 | 20.2873 | 31.891
|  |  | 2014-15 |  | 12.014 | 14.599 | 21.277 | 24.371 | 29.449 | 29.61 | 16.6667 | 16.6667 | 16.6667 | 16.6667 | 16.6667 | 16.6667 | 231.32 | 19.2767 | 29.61
|  |  | 2015-16 |  | 17.5 | 17.5 | 17.5 | 17.5 | 17.5 | 17.5 | 17.5 | 17.5 | 17.5 | 17.5 | 17.5 | 17.5 | 210 | 17.5 | 17.5
| Samal SHEP |  | 2013-14 | MU | 10.003 | 9.604 | 6.453 | 7.546 | 10.301 | 10.607 | 8.989 | 10.472 | 7.245 | 2.734 | 2.93 | 6.239 | 93.123 | 7.7603 | 10.607
|  |  | 2014-15 |  | 8.271 | 8.933 | 8.966 | 7.991 | 10.142 | 11.147 | 8.3333 | 8.3333 | 8.3333 | 8.3333 | 8.3333 | 8.3333 | 105.45 | 8.7875 | 11.147
|  |  | 2015-16 |  | 9.1667 | 9.1667 | 9.1667 | 9.1667 | 9.1667 | 9.1667 | 9.1667 | 9.1667 | 9.1667 | 9.1667 | 9.1667 | 9.1667 | 110 | 9.1667 | 9.1667
SOLAR
|  |  | 2013-14 | MU | 4.638 | 4.998 | 4.824 | 4.934 | 6.583 | 7.98 | 15.88 | 8.638 | 8.078 | 11.679 | 10.452 | 11.256 | 99.94 | 8.3283 | 15.88
| Energy Available |  | 2014-15 |  | 11.454 | 14.114 | 12.929 | 12.933 | 10.836 | 10.01 | 12.0467 | 12.0467 | 12.0467 | 12.0467 | 12.0467 | 12.0467 | 144.556 | 12.0463 | 14.114
|  |  | 2015-16 |  | 10.5833 | 10.5833 | 10.5833 | 10.5833 | 10.5833 | 10.5833 | 10.5833 | 10.5833 | 10.5833 | 10.5833 | 10.5833 | 10.5833 | 127 | 10.5833 | 10.5833
BIOMASS
Shalivahan Bio-mass
| Energy Available |  | 2013-14 | MU | 0 | 0 | 0 | 0 | 0 | 0 | 0 | 0 | 0 | 0 | 0 | 0 | 0 | 0 | 0
|  |  | 2014-15 |  | 0 | 0 | 0 | 0 | 0 | 0 | 0 | 0 | 0 | 0 | 0 | 0 | 0 | 0 | 0
|  |  | 2015-16 |  | 13.3333 | 13.3333 | 13.3333 | 13.3333 | 13.3333 | 13.3333 | 13.3333 | 13.3333 | 13.3333 | 13.3333 | 13.3333 | 13.3333 | 160 | 13.3333 | 13.3333
| TOTAL ENERGY DRAWAL |  | 2013-14 | MU | 2093.928 | 2299.975 | 2088.931 | 2185.406 | 2076.956 | 2300.594 | 2031.322 | 1963.837 | 1840.516 | 1895.154 | 1771.137 | 2055.251 | 24603.007 | 2050.2506 | 2300.594
|  |  | 2014-15 |  | 2225.285 | 2303.121 | 2168.3536 | 2058.6421 | #REF! | 2318.8009 | 2179.0196 | 2084.9696 | 1727.5796 | 1825.5896 | 1882.0196 | 1992.8996 | #REF! | #REF! | #REF!
|  |  | 2015-16 |  | 2505.5622 | 2549.1912 | 2412.969 | 2585.7389 | 2695.319 | 2731.0332 | 2648.9086 | 2242.614 | 2158.5085 | 2289.0899 | 2167.0884 | 2335.3164 | 29321.3394 | 2443.4449 | 2731.0332
|  |  | 2015-16 |  | 2505.5622 | 2549.1912 | 2412.969 | 2585.7389 | 2695.319 | 2731.0332 | 2648.9086 | 2242.614 | 2158.5085 | 2289.0899 | 2167.0884 | 2335.3164 | 29304.5994 | 2442.0499 | 2731.0332
-16.81

## TRT-3
| Licencee : GRIDCO | [13 empty] | OERC | FORM TRT-3
MONTHLY ASSESSMENT OF CONSUMPTION
All Figures Expressed In MU
Sl. No. | Distco Name | PERIOD | APRIL | MAY | JUNE | JULY | AUGUST | SEPT. | OCT. | NOV. | DEC. | JAN. | FEB. | MARCH | TOTAL | AVERAGE | MAXIMUM | AVERAGEFOR 5 MONTHS
1 | CESU | ACTUALS FOR PREVIOUS YEAR | 701.8011 | 743.1613 | 692.7791 | 717.535 | 747.787 | 728.21 | 615.656 | 588.09 | 573.91 | 605.87 | 564.7 | 697.64 | 7977.1395 | 664.7616 | 747.787
|  | ACTUALS FOR IST SIX MONTHS OF THE CURRENT YEAR | APRIL: 761.6313; MAY: 788.702; JUNE: 723.5334; JULY: 697.0058; AUGUST: 719.3677; SEPT.: 693.2605 | 4383.5007 | 365.2917 | 788.702
|  | EXPECTED FOR LAST SIX MONTHS OF THE CURRENT YEAR | OCT.: 793.1401; NOV.: 767.5549; DEC.: 793.1401; JAN.: 793.1401; FEB.: 716.3846; MARCH: 793.1401 | 4656.5 | 388.0417 | 793.1401
|  | EXPECTED FOR ENSUING YEAR | 770.5738 | 796.2596 | 770.5738 | 796.2596 | 796.2596 | 770.5738 | 796.2596 | 770.5738 | 796.2596 | 796.2596 | 744.888 | 796.2596 | 9401 | 783.4167 | 796.2596
2 | NESCO | ACTUALS FOR PREVIOUS YEAR | 428.5667 | 425.1766 | 436.46 | 474.0884 | 468.58 | 444.97 | 387.149 | 385.59 | 406.8 | 415.99 | 345.55 | 427.59 | 5046.5108 | 420.5426 | 474.0884 | 420.5426 | 4946.93
|  | ACTUALS FOR IST SIX MONTHS OF THE CURRENT YEAR | APRIL: 425.1099; MAY: 414.8806; JUNE: 391.7989; JULY: 398.2167; AUGUST: 447.3331; SEPT.: 423.8458 | 2501.185 | 208.4321 | 447.3331 |  | 2930.66
|  | EXPECTED FOR LAST SIX MONTHS OF THE CURRENT YEAR | OCT.: 481.832; NOV.: 466.289; DEC.: 481.832; JAN.: 481.832; FEB.: 435.2031; MARCH: 481.832 | 2828.82 | 235.735 | 481.832 |  | 7877.59
|  | EXPECTED FOR ENSUING YEAR | 461.0656 | 476.4344 | 461.0656 | 476.4344 | 476.4344 | 461.0656 | 476.4344 | 461.0656 | 476.4344 | 476.4344 | 445.6967 | 476.4344 | 5625 | 468.75 | 476.4344
3 | WESCO | ACTUALS FOR PREVIOUS YEAR | 546.11 | 567.12 | 512.0019 | 558.3233 | 555.1195 | 573.3029 | 556.096 | 526.57 | 539.26 | 567.04 | 515.82 | 601.03 | 6617.7937 | 551.4828 | 601.03
|  | ACTUALS FOR IST SIX MONTHS OF THE CURRENT YEAR | APRIL: 597.7571; MAY: 636.4855; JUNE: 582.2465; JULY: 546.2688; AUGUST: 582.0619; SEPT.: 612.0837 | 3556.9034 | 296.4086 | 636.4855
|  | EXPECTED FOR LAST SIX MONTHS OF THE CURRENT YEAR | OCT.: 555.8027; NOV.: 537.8736; DEC.: 555.8027; JAN.: 555.8027; FEB.: 502.0154; MARCH: 555.8027 | 3263.1 | 271.925 | 555.8027
|  | EXPECTED FOR ENSUING YEAR | 614.7541 | 635.2459 | 614.7541 | 635.2459 | 635.2459 | 614.7541 | 635.2459 | 614.7541 | 635.2459 | 635.2459 | 594.2623 | 635.2459 | 7500 | 625 | 635.2459 | 627.0492
4 | SOUTHCO | ACTUALS FOR PREVIOUS YEAR | 256.08 | 267.2324 | 243.6981 | 265.774 | 271.59 | 263.63 | 174.2183 | 187.05 | 228.16 | 254.72 | 232.36 | 277.41 | 2921.9228 | 243.4936 | 277.41
|  | ACTUALS FOR IST SIX MONTHS OF THE CURRENT YEAR | APRIL: 286.0616; MAY: 281.997; JUNE: 264.1479; JULY: 252.7037; AUGUST: 267.6431; SEPT.: 264.7078 | 1617.2611 | 134.7718 | 286.0616
|  | EXPECTED FOR LAST SIX MONTHS OF THE CURRENT YEAR | OCT.: 293.4337; NOV.: 283.9681; DEC.: 293.4337; JAN.: 293.4337; FEB.: 265.0369; MARCH: 293.4337 | 1722.74 | 143.5617 | 293.4337 | #DIV/0!
|  | EXPECTED FOR ENSUING YEAR | 297.541 | 307.459 | 297.541 | 307.459 | 307.459 | 297.541 | 307.459 | 297.541 | 307.459 | 307.459 | 287.623 | 307.459 | 3630 | 302.5 | 307.459
5 | TOTAL DISCOMs | ACTUALS FOR PREVIOUS YEAR | 1932.5578 | 2002.6903 | 1884.9392 | 2015.7208 | 2043.0765 | 2010.1129 | 1733.1193 | 1687.3 | 1748.13 | 1843.62 | 1658.43 | 2003.67 | 22563.3668 | 1880.2806 | 2043.0765
|  | ACTUALS FOR IST SIX MONTHS OF THE CURRENT YEAR | 2070.5599 | 2048.231 | 1915.6935 | 1995.1916 | 2014.6571 | 1975.1634 | 1117.4633 | 0 | 0 | 0 | 0 | 0 | 13136.9598 | 1094.7467 | 2070.5599 | 2008.8666
|  | EXPECTED FOR LAST SIX MONTHS OF THE CURRENT YEAR | 0 | 0 | 0 | 0 | 0 | 0 | 2124.2086 | 2055.6857 | 2124.2086 | 2124.2086 | 1918.64 | 2124.2086 | 12471.16 | 1039.2633 | 2124.2086
|  | EXPECTED FOR ENSUING YEAR | 2143.9344 | 2215.3989 | 2143.9344 | 2215.3989 | 2215.3989 | 2143.9344 | 2215.3989 | 2143.9344 | 2215.3989 | 2215.3989 | 2072.4699 | 2215.3989 | 26156 | 2179.6667 | 2215.3989
[15 empty] | 0 | 0 | 0
6 | Emergency supply of power to NALCO | ACTUALS FOR PREVIOUS YEAR | 0.562 | 0.59 | 0.57 | 0.612 | 0.502 | 0.461 | 0 | 0 | 0 | 0 | 0 | 0.001 | 3.298 | 0.27483 | 0.612 | 0.5672
|  | ACTUALS FOR IST SIX MONTHS OF THE CURRENT YEAR | APRIL: 0; MAY: 0; JUNE: 0; JULY: 0; AUGUST: 0; SEPT.: 0 | 0 | 0 | 0
|  | EXPECTED FOR LAST SIX MONTHS OF THE CURRENT YEAR | OCT.: 0.16667; NOV.: 0.16667; DEC.: 0.16667; JAN.: 0.16667; FEB.: 0.16667; MARCH: 0.16667 | 1 | 0.083333 | 0.16667
|  | EXPECTED FOR ENSUING YEAR | 0.66667 | 0.66667 | 0.66667 | 0.66667 | 0.66667 | 0.66667 | 0.66667 | 0.66667 | 0.66667 | 0.66667 | 0.66667 | 0.66667 | 8 | 0.66667 | 0.66667
7 | Emergency supply of power to ICCL | ACTUALS FOR PREVIOUS YEAR | 0 | 0 | 0 | 0 | 0 | 0 | 0 | 0 | 0 | 0 | 0 | 0 | 0 | 0 | 0
|  | ACTUALS FOR IST SIX MONTHS OF THE CURRENT YEAR | APRIL: 0; MAY: 0; JUNE: 0; JULY: 0; AUGUST: 0; SEPT.: 0 | 0 | 0 | 0
|  | EXPECTED FOR LAST SIX MONTHS OF THE CURRENT YEAR | [12 empty] | 0 | 0 | 0
|  | EXPECTED FOR ENSUING YEAR | 0.16667 | 0.16667 | 0.16667 | 0.16667 | 0.16667 | 0.16667 | 0.16667 | 0.16667 | 0.16667 | 0.16667 | 0.16667 | 0.16667 | 2 | 0.16667 | 0.16667
8 | Supply of power to Arti steel | ACTUALS FOR PREVIOUS YEAR | 0.057 | 0 | 0 | 0 | 0 | 0 | 0 | 0 | 0 | 0 | 0 | 0 | 0.057 | 0.00475 | 0.057
|  | ACTUALS FOR IST SIX MONTHS OF THE CURRENT YEAR | APRIL: 0; MAY: 0; JUNE: 0; JULY: 0; AUGUST: 0; SEPT.: 0 | 0 | 0 | 0
|  | EXPECTED FOR LAST SIX MONTHS OF THE CURRENT YEAR | [12 empty] | 0 | 0 | 0
|  | EXPECTED FOR ENSUING YEAR | [12 empty] | 0 | 0 | 0
9 | Trading of Power | ACTUALS FOR PREVIOUS YEAR | 150.534 | 188.825 | 160.071 | 203.775 | 11.659 | 213.575 | 174.322 | 208.365 | 89.726 | 35.175 | 73.84 | 55.548 | 1565.415 | 130.4512 | 213.575
|  | ACTUALS FOR IST SIX MONTHS OF THE CURRENT YEAR | APRIL: 45.156; MAY: 35.701; JUNE: 203.005; JULY: 5.172; AUGUST: 190.808; SEPT.: 151.236 | 631.078 | 52.5898 | 203.005
|  | EXPECTED FOR LAST SIX MONTHS OF THE CURRENT YEAR | [12 empty] | 0 | 0 | 0
|  | EXPECTED FOR ENSUING YEAR | [12 empty] | 0 | 0 | 0
[15 empty] | 0 | 0 | 0
10 | TOTAL POWER SOLD BY GRIDCO | ACTUALS FOR PREVIOUS YEAR | 2083.7108 | 2192.1053 | 2045.5802 | 2220.1078 | 2055.2375 | 2224.1489 | 1907.4413 | 1895.665 | 1837.856 | 1878.795 | 1732.27 | 2059.219 | 24132.1368 | 2011.0114 | 2224.1489
|  | ACTUALS FOR IST SIX MONTHS OF THE CURRENT YEAR | 2115.7159 | 2083.932 | 2118.6985 | 2000.3636 | 2205.4651 | 2126.3994 | 1117.4633 | 0 | 0 | 0 | 0 | 0 | 13768.0378 | 1147.3365 | 2205.4651
|  | EXPECTED FOR LAST SIX MONTHS OF THE CURRENT YEAR | 0 | 0 | 0 | 0 | 0 | 0 | 2124.3752 | 2055.8524 | 2124.3752 | 2124.3752 | 1918.8067 | 2124.3752 | 12472.16 | 1039.3467 | 2124.3752
|  | EXPECTED FOR ENSUING YEAR | 2144.7678 | 2216.2322 | 2144.7678 | 2216.2322 | 2216.2322 | 2144.7678 | 2216.2322 | 2144.7678 | 2216.2322 | 2216.2322 | 2073.3033 | 2216.2322 | 26166 | 2180.5 | 2216.2322
11 | TRANSMISSION LOSS (%) | ACTUALS FOR PREVIOUS YEAR | 3.8 | 3.8 | 3.8 | 3.8 | 3.8 | 3.8 | 3.8 | 3.8 | 3.8 | 3.8 | 3.8 | 3.8 | 45.6 | 3.8 | 3.8
|  | ACTUALS FOR IST SIX MONTHS OF THE CURRENT YEAR | APRIL: 3.75; MAY: 3.75; JUNE: 3.75; JULY: 3.75; AUGUST: 3.75; SEPT.: 3.75 | 22.5 | 1.875 | 3.75
|  | EXPECTED FOR LAST SIX MONTHS OF THE CURRENT YEAR | OCT.: 3.75; NOV.: 3.75; DEC.: 3.75; JAN.: 3.75; FEB.: 3.75; MARCH: 3.75 | 22.5 | 1.875 | 3.75
|  | EXPECTED FOR ENSUING YEAR | 3.75 | 3.75 | 3.75 | 3.75 | 3.75 | 3.75 | 3.75 | 3.75 | 3.75 | 3.75 | 3.75 | 3.75 | 45 | 3.75 | 3.75
12 | NET ENERGY REQUIREMENT | ACTUALS FOR PREVIOUS YEAR | 2166.0195 | 2278.6958 | 2126.3828 | 2307.8044 | 2136.4215 | 2312.0051 | 1982.7872 | 1970.5457 | 1910.4532 | 1953.0094 | 1800.6965 | 2140.5603 | 25085.3813 | 2090.4484 | 2312.0051
|  | ACTUALS FOR IST SIX MONTHS OF THE CURRENT YEAR | 2198.1464 | 2165.1242 | 2201.2452 | 2078.2998 | 2291.3923 | 2209.2461 | 1161.0008 | 0 | 0 | 0 | 0 | 0 | 14304.4549 | 1192.0379 | 2291.3923
|  | EXPECTED FOR LAST SIX MONTHS OF THE CURRENT YEAR | 0 | 0 | 0 | 0 | 0 | 0 | 2207.1431 | 2135.9505 | 2207.1431 | 2207.1431 | 1993.5654 | 2207.1431 | 12958.0883 | 1079.8407 | 2207.1431
|  | EXPECTED FOR ENSUING YEAR | 2228.3301 | 2302.579 | 2228.3301 | 2302.579 | 2302.579 | 2228.3301 | 2302.579 | 2228.3301 | 2302.579 | 2302.579 | 2154.0813 | 2302.579 | 27185.4545 | 2265.4545 | 2302.579
SYSTEM POWER FACTOR (MWH/MVAH)
Sl. No. | Distco Name |  | APRIL | MAY | JUNE | JULY | AUGUST | SEPTEMBER | OCTOBER | NOVEMBER | DECEMBER | JANUARY | FEBRUARY | MARCH | ANNUAL | AVERAGE | MAXIMUM
I | NESCO
II | WESCO
III | CESCO
IV | SOUTHCO
V | GRIDCO
NOTE :--- | 1 | DATA FOR PREVIOUS YEAR/IST SIX MONTHS OF THE CURRENT YEAR/
LAST SIX MONTHS OF THE CURRENT YEAR/ENSUING YEAR SHOULD BE SUBMITTED IN SEPARATE FORMS
| 2 | PEAK/OFF-PEAK HOURS TO BE SPECIFIED BY LICENCEE
701.8
743.16
692.78
717.54
747.79
728.21
615.66
4946.94
7937
2990.06

## TRT-4
| Licencee : GRIDCO | [12 empty] | OERC | FORM TRT-4
ASSESSMENT OF DEMAND
All Figures Expressed In MVA.
Sl. No. | DISCOMs Name | PERIOD | APRIL | MAY | JUNE | JULY | AUGUST | SEPTEMBER | OCTOBER | NOVEMBER | DECEMBER | JANUARY | FEBRUARY | MARCH | AVERAGE | MAXIMUM
1 | CESU | ACTUALS FOR PREVIOUS YEAR | 1293.03 | 1296.824 | 1315.096 | 1281.686 | 1408.56 | 1438.903 | 1458.89 | 1266.193 | 1169.585 | 1201.127 | 1242.2 | 1375.49 | 1312.2987 | 1458.89
|  | ACTUALS FOR IST SIX MONTHS OF THE CURRENT YEAR | APRIL: 1368.872; MAY: 1385.894; JUNE: 1371.76; JULY: 1339.977; AUGUST: 1304.339; SEPTEMBER: 1365.488 | 1356.055 | 1385.894
|  | EXPECTED FOR LAST SIX MONTHS OF THE CURRENT YEAR | OCTOBER: 1490; NOVEMBER: 1490; DECEMBER: 1490; JANUARY: 1490; FEBRUARY: 1490; MARCH: 1490 | 1490 | 1490
|  | EXPECTED FOR ENSUING YEAR | 1657 | 1657 | 1657 | 1657 | 1657 | 1657 | 1657 | 1657 | 1657 | 1657 | 1657 | 1657 | 1657 | 1657
2 | NESCO | ACTUALS FOR PREVIOUS YEAR | 818.872 | 816.545 | 844.54 | 874.57 | 863.284 | 839.659 | 825.875 | 816.71 | 814.888 | 824.34 | 813.943 | 844.195 | 833.1184 | 874.57
|  | ACTUALS FOR IST SIX MONTHS OF THE CURRENT YEAR | APRIL: 857.941; MAY: 851.663; JUNE: 837.762; JULY: 854.68; AUGUST: 810.93; SEPTEMBER: 828.25 | 840.2043 | 857.941
|  | EXPECTED FOR LAST SIX MONTHS OF THE CURRENT YEAR | OCTOBER: 870; NOVEMBER: 870; DECEMBER: 870; JANUARY: 870; FEBRUARY: 870; MARCH: 870 | 870 | 870
|  | EXPECTED FOR ENSUING YEAR | 940 | 940 | 940 | 940 | 940 | 940 | 940 | 940 | 940 | 940 | 940 | 940 | 940 | 940
3 | WESCO | ACTUALS FOR PREVIOUS YEAR | 1068.912 | 1025.794 | 1020.062 | 1049.687 | 1070.553 | 1091.673 | 1058.02 | 1025.276 | 1020.714 | 1046.582 | 1049.588 | 1144.255 | 1055.9263 | 1144.255
|  | ACTUALS FOR IST SIX MONTHS OF THE CURRENT YEAR | APRIL: 1207.014; MAY: 1182.698; JUNE: 1209.353; JULY: 1159.358; AUGUST: 1127.824; SEPTEMBER: 1190.725 | 1179.4953 | 1209.353
|  | EXPECTED FOR LAST SIX MONTHS OF THE CURRENT YEAR | OCTOBER: 1100; NOVEMBER: 1100; DECEMBER: 1100; JANUARY: 1100; FEBRUARY: 1100; MARCH: 1100 | 1100 | 1100
|  | EXPECTED FOR ENSUING YEAR | 1250 | 1250 | 1250 | 1250 | 1250 | 1250 | 1250 | 1250 | 1250 | 1250 | 1250 | 1250 | 1250 | 1250
4 | SOUTHCO | ACTUALS FOR PREVIOUS YEAR | 501.399 | 511.375 | 496.939 | 502.125 | 510.693 | 530.696 | 485.957 | 410.982 | 441.297 | 484.154 | 514.461 | 531.662 | 493.4783 | 531.662
|  | ACTUALS FOR IST SIX MONTHS OF THE CURRENT YEAR | APRIL: 533.125; MAY: 527.135; JUNE: 531.965; JULY: 530.489; AUGUST: 507.598; SEPTEMBER: 530.46 | 526.7953 | 533.125
|  | EXPECTED FOR LAST SIX MONTHS OF THE CURRENT YEAR | OCTOBER: 560; NOVEMBER: 560; DECEMBER: 560; JANUARY: 560; FEBRUARY: 560; MARCH: 560 | 560 | 560
|  | EXPECTED FOR ENSUING YEAR | 600 | 600 | 600 | 600 | 600 | 600 | 600 | 600 | 600 | 600 | 600 | 600 | 600 | 600
5 | TOTAL DISCOMs | ACTUALS FOR PREVIOUS YEAR | 3682.213 | 3650.538 | 3676.637 | 3708.068 | 3853.09 | 3900.931 | 3828.742 | 3519.161 | 3446.484 | 3556.203 | 3620.192 | 3895.602 | 3694.8217 | 3900.931
|  | ACTUALS FOR IST SIX MONTHS OF THE CURRENT YEAR | 3966.952 | 3947.39 | 3950.84 | 3884.504 | 3750.691 | 3914.923 | 0 | 0 | 0 | 0 | 0 | 0 | 1951.275 | 3966.952
|  | EXPECTED FOR LAST SIX MONTHS OF THE CURRENT YEAR | 0 | 0 | 0 | 0 | 0 | 0 | 4020 | 4020 | 4020 | 4020 | 4020 | 4020 | 2010 | 4020
|  | EXPECTED FOR ENSUING YEAR | 4447 | 4447 | 4447 | 4447 | 4447 | 4447 | 4447 | 4447 | 4447 | 4447 | 4447 | 4447 | 4447 | 4447

## TRT-5
Licencee : GRIDCO |  |  |  |  | OERC | FORM TRT-5
TARIFF FOR OHPC
Station wise ARR & Average Tariff approved by OERC for Current Year-2014-15
Details of expenses | RHEP | UKHEP | BHEP | HHEP | CHEP | Sub-Total | UIHEP | Total
Saleable Design Energy (MU) | 519.75 | 823.68 | 1171.17 | 677.16 | 485.1 | 3676.86 | 1942.38 | 5619.24
Actual energy sold to GRIDCO Previous year (MU) | 885.474 | 852.31 | 1631.962 | 669.359 | 295.201 | 4334.306 | 2445.106 | 6779.412
Actual energy sold to GRIDCO upto date (MU) | 595.899 | 399.087 | 729.779 | 308.351 | 137.859 | 2170.975 | 1671.642 | 3842.617
Interest on loan | 3.01 | 0.46 | 5.23 | 1.44 | 0.88 | 11.02 | 0 | 11.02
Return on Equity | 2.667 | 0.758 | 10.196 | 8.198 | 2.172 | 23.991 | 47.792 | 71.783
Depreciation | 3.77 | 3.19 | 15.27 | 7.01 | 3.51 | 32.75 | 30.23 | 62.98
O&M expenses | 44.33 | 35.02 | 67.66 | 65.49 | 15.64 | 228.14 | 66.31 | 294.45
Interest on working capital | 1.96 | 1.5 | 3.27 | 2.95 | 0.75 | 10.43 | 4.02 | 14.45
Income Tax | 0.44 | 0.12 | 1.67 | 1.35 | 0.36 | 3.94 | 7.85 | 11.79
Total ARR (Rs. Crore) | 56.177 | 41.048 | 103.296 | 86.438 | 23.312 | 310.271 | 156.202 | 466.473
Average cost (P/U) | 63.4429 | 48.1609 | 63.2956 | 129.1355 | 78.9699 | 71.5849 | 63.8835 | 68.8073
Station wise ARR & Average Tariff proposed for ensuing Year-2015-16
Details of expenses | RHEP | UKHEP | BHEP | HHEP | CHEP | Sub-Total | UIHEP | Total
Saleable Design Energy (MU) | 525 | 832 | 1183 | 684 | 490 | 3714 | 1962 | 5676
proposed energy purchased from OHPC for ensuing year (MU) | 885.47 | 852.31 | 1631.96 | 669.36 | 295.2 | 4334.3 | 2445.11 | 6779.41
Interest on loan | 3.01 | 0.46 | 5.23 | 1.44 | 0.88 | 11.02 | 0 | 11.02
Return on Equity | 2.667 | 0.758 | 10.196 | 8.198 | 2.172 | 23.991 | 47.792 | 71.783
Depreciation | 3.77 | 3.19 | 15.27 | 7.01 | 3.51 | 32.75 | 30.23 | 62.98
O&M expenses | 44.33 | 35.02 | 67.66 | 65.49 | 15.64 | 228.14 | 66.31 | 294.45
Interest on working capital | 1.96 | 1.5 | 3.27 | 2.95 | 0.75 | 10.43 | 4.02 | 14.45
Income Tax | 0.44 | 0.12 | 1.67 | 1.35 | 0.36 | 3.94 | 7.85 | 11.79
Total ARR (Rs. Crore) | 56.177 | 41.048 | 103.296 | 86.438 | 23.312 | 310.271 | 156.202 | 466.473
Average cost (P/U) | 63.4431 | 48.1609 | 63.2957 | 129.1353 | 78.9702 | 71.585 | 63.8834 | 68.8073
Station wiseCapacity Charge & Energy Charge
Name of the Power Stations | Capacity Charge (Rs. crore) |  |  | Energy Charge Rate (P/U)
| Previous year approved | Current year approved | Ensuing year proposed | Previous year approved | Current year approved | Ensuing year proposed
Rengali HEP | 20.39 | 28.09 |  | 39.23 | 54.045 | 82.48
Upper Kolab HEP | 14.56 | 20.525 |  | 17.676 | 24.918 | 51.15
Balimela HEP | 41.65 | 51.655 |  | 35.562 | 44.105 | 89.61
HHEP | 31.33 | 43.215 |  | 46.266 | 63.818 | 131.93
CHEP | 12.66 | 11.655 |  | 26.097 | 24.025 | 79.8
Upper Indravati HEP | 78.2 | 78.1 |  | 40.259 | 40.208 | 78.43
Machhakund HEP | 0 | 0 |  | 30.8 | 41.68 | 33.86

## TRT-13
Licencee : GRIDCO | [8 empty] | OERC | FORM TRT-13
TRANMISSION LOSS FOR PGCIL TRANSMISSION LINES
PERIOD- | 1 | ACTUALS FOR PREVIOUS YEAR
| 2 | ACTUALS/EXPECTED FOR THE CURRENT YEAR
| 3 | EXPECTED FOR ENSUING YEAR
Period 2013-14
TOTAL GRIDCO DRAWAL (Excluding Loss)
MONTHS | UNITS | FSTPS-I&II | FSTPS-III | KhSTPS-I | KhSTPS-II | TSTPS-I | TSTPS-II | CHUKHA | TALA | TEESTA | TOTAL EREB
Apr'13 | MU | 120.121 | 37.591 | 60.77 | 7.771 | 174.052 | 87.714 | 11.729 | 4.662 | 32.708 | 537.118
May'13 | MU | 118.734 | 80.175 | 80.111 | 15.348 | 200.55 | 82.596 | 22.36 | 10.845 | 64.688 | 675.407
Jun'13 | MU | 114.424 | 97.692 | 83.513 | 21.668 | 209.476 | 100.638 | 38.233 | 23.096 | 68.637 | 757.377
July'13 | MU | 126.005 | 79.181 | 61.503 | 21.361 | 209.312 | 110.262 | 39.673 | 30.499 | 62.978 | 740.774
Aug'13 | MU | 67.065 | 55.112 | 28.258 | 7.803 | 199.254 | 115.482 | 43.755 | 30.264 | 75.25 | 622.243
Sep'13 | MU | 116.5915 | 77.288 | 60.063 | 12.461 | 139.596 | 121.033 | 40.533 | 21.788 | 61.921 | 651.2745
Oct'13 | MU | 76.754 | 60.277 | 29.872 | 7.617 | 86.54 | 100.826 | 35.901 | 18.393 | 45.934 | 462.114
Nov'13 | MU | 47.285 | 43.661 | 9.105 | 2.373 | 182.377 | 125.889 | 17.903 | 7.334 | 24.271 | 460.198
Dec'13 | MU | 116.208 | 73.729 | 63.365 | 15.927 | 187.162 | 128.054 | 9.88 | 3.119 | 10.113 | 607.557
Jan'14 | MU | 115.692 | 71.955 | 55.076 | 14.289 | 213.756 | 136.304 | 6.004 | 1.598 | 0.804 | 615.478
Feb'14 | MU | 93.134 | 59.085 | 40.382 | 9.151 | 199.027 | 119.252 | 2.792 | 0.547 | 0 | 523.37
Mar'14 | MU | 91.285 | 59.453 | 44.126 | 11.343 | 210.455 | 138.223 | 4.543 | 0.822 | 18.06 | 578.31
TOTAL | MU | 1203.2985 | 795.199 | 616.144 | 147.112 | 2211.557 | 1366.273 | 273.306 | 152.967 | 465.364 | 7231.2205
TR.LOSS
MONTHS | UNITS | FSTPS-I&II | FSTPS-III | KhSTPS-I | KhSTPS-II | TSTPS-I | TSTPS-II | CHUKHA | TALA | TEESTA | TOTAL EREB | Avg TR. LOSS %
Apr'13 | MU | 2.7628 | 0.86459 | 1.58 | 0.20205 | 4.0032 | 3.184 | 0.26977 | 0.10723 | 0.75228 | 13.7259 | 2.53
May'13 | MU | 2.6953 | 1.82 | 2.2351 | 0.42821 | 4.5525 | 2.9652 | 0.50757 | 0.24618 | 1.4684 | 16.9184 | 2.54
Jun'13 | MU | 2.6546 | 2.2665 | 2.188 | 0.5677 | 4.8598 | 3.4519 | 0.88701 | 0.53583 | 1.5924 | 19.0038 | 2.52
July'13 | MU | 2.9233 | 1.837 | 1.4269 | 0.49558 | 4.856 | 3.4622 | 0.92041 | 0.70758 | 1.65 | 18.279 | 2.48
Aug'13 | MU | 1.6431 | 1.3502 | 0.69232 | 0.19117 | 4.8817 | 3.6954 | 1.072 | 0.74147 | 2.0694 | 16.3368 | 2.6
Sep'13 | MU | 2.4834 | 1.6462 | 1.2793 | 0.26542 | 2.9734 | 3.8004 | 0.86335 | 0.46408 | 1.5047 | 15.2803 | 2.31
Oct'13 | MU | 1.992 | 1.565 | 0.775 | 0.198 | 2.246 | 2.62 | 0.932 | 0.477 | 1.192 | 11.997 | 2.27
Nov'13 | MU | 1.252 | 1.156 | 0.241 | 0.063 | 4.83 | 3.334 | 0.474 | 0.194 | 0.643 | 12.187 | 2.29
Dec'13 | MU | 3.049 | 2.163 | 1.859 | 0.467 | 5.491 | 3.757 | 0.29 | 0.092 | 0.297 | 17.465 | 2.53
Jan'14 | MU | 3.886 | 2.417 | 1.85 | 0.48 | 7.18 | 4.579 | 0.202 | 0.054 | 0.027 | 20.675 | 2.94
Feb'14 | MU | 2.871 | 1.821 | 1.245 | 0.282 | 6.134 | 3.676 | 0.086 | 0.017 | 0 | 16.132 | 2.69
Mar'14 | MU | 2.475 | 1.612 | 1.197 | 0.308 | 5.707 | 3.748 | 0.123 | 0.022 | 0.49 | 15.682 | 2.4
TOTAL | MU | 30.6875 | 20.5185 | 16.5687 | 3.9481 | 57.7147 | 42.2732 | 6.6271 | 3.6584 | 11.6862 | 193.6823
Wt Avg.TR.LOSS | % | 2.2992 | 2.2992 | 2.4633 | 2.4633 | 2.365 | 3.4467 | 2.2992 | 2.2992 | 2.3792 | 2.4794 | 2.5083
Based on GRIDCO drawal
| FSTPS-I&II | FSTPS-III | KhSTPS-I | KhSTPS-II | TSTPS-I | TSTPS-II | CHUKHA | TALA | TEESTA | TOTAL EREB | Avg TR. LOSS %
Generation Schedule | 1203.2985 | 795.199 | 616.144 | 147.112 | 2211.557 | 1366.273 | 273.306 | 152.967 | 465.364 | 7231.2205
Total Loss | 30.6875 | 20.5185 | 16.5687 | 3.9481 | 57.7147 | 42.2732 | 6.6271 | 3.6584 | 11.6862 | 193.6823
Toal Schedule after loss | 1172.611 | 774.6805 | 599.5753 | 143.1639 | 2153.8423 | 1323.9998 | 266.6789 | 149.3086 | 453.6778 | 7037.5382
% Loss | 2.5503 | 2.5803 | 2.6891 | 2.6838 | 2.6097 | 3.0941 | 2.4248 | 2.3916 | 2.5112 | 2.6784 | 2.615
Licencee : GRIDCO | [8 empty] | OERC | FORM TRT-13
TRANMISSION LOSS FOR PGCIL TRANSMISSION LINES
PERIOD- | 1 | ACTUALS FOR PREVIOUS YEAR
| 2 | ACTUALS/EXPECTED FOR THE CURRENT YEAR
| 3 | EXPECTED FOR ENSUING YEAR
Period 2014-15
TOTAL GRIDCO DRAWAL (Excluding Loss)
MONTHS | UNITS | FSTPS-I&II | FSTPS-III | KhSTPS-I | KhSTPS-II | TSTPS-I | TSTPS-II | CHUKHA | TALA | TEESTA | GKEL | TOTAL EREB
Apr'14 | MU | 127.123 | 30.641 | 78.344 | 21.202 | 197.409 | 129.757 | 6.147 | 0.889 | 29.99 |  | 621.502
May'14 | MU | 124.438 | 83.313 | 60.677 | 20.088 | 212.044 | 133.827 | 15.278 | 6.809 | 58.216 |  | 714.69
Jun'14 | MU | 106.203 | 67.738 | 62.517 | 17.974 | 191.514 | 98.776 | 29.33 | 16.162 | 65.68 | 87.662 | 655.894
July'14 | MU | 111.566 | 76.703 | 64.014 | 13.128 | 187.949 | 97.227 | 41.499 | 29.339 | 70.708 | 83.175 | 692.133
Aug'14 | MU | 102.626 | 69.949 | 57.862 | 10.562 | 108.569 | 116.365 | 41.458 | 29.637 | 71.476 | 75.495 | 608.504
Sep'14 | MU | 81.066 | 36.314 | 64.195 | 12.311 | 114.987 | 125.113 | 40.229 | 28.674 | 71.552 | 87.998 | 574.441
Oct'14 | MU
Nov'14 | MU
Dec'14 | MU
Jan'15 | MU
Feb'15 | MU
Mar'15 | MU
TOTAL | MU | 653.022 | 364.658 | 387.609 | 95.265 | 1012.472 | 701.065 | 173.941 | 111.51 | 367.622 | 334.33 | 3867.164
667.0296
TR.LOSS
MONTHS | UNITS | FSTPS-I&II | FSTPS-III | KhSTPS-I | KhSTPS-II | TSTPS-I | TSTPS-II | CHUKHA | TALA | TEESTA | GKEL | TOTAL EREB | Avg TR. LOSS %
Apr'14 | MU | 3.073 | 0.741 | 1.894 | 0.512 | 4.771 | 3.136 | 0.149 | 0.021 | 0.725 |  | 15.022 | 2.12
May'14 | MU | 3.034 | 2.021 | 1.479 | 0.49 | 5.17 | 3.263 | 0.372 | 0.166 | 1.419 |  | 25.9432 | 2.14
Jun'14 | MU | 2.656 | 1.694 | 1.564 | 0.45 | 4.79 | 2.47 | 0.734 | 0.404 | 1.643 |  | 16.405 | 2.19
July'14 | MU | 2.861 | 1.967 | 1.641 | 0.337 | 4.819 | 2.493 | 1.064 | 0.752 | 1.813 |  | 17.747 | 2.23
Aug'14 | MU | 2.729 | 1.86 | 1.538 | 0.281 | 2.887 | 3.094 | 1.102 | 0.788 | 1.9 |  | 16.179 | 2.3
Sep'14 | MU | 2.292 | 1.035 | 1.815 | 0.348 | 3.252 | 3.538 | 1.138 | 0.811 | 2.023 |  | 16.252 | 2.45
Oct'14 | MU
Nov'14 | MU
Dec'14 | MU
Jan'15 | MU
Feb'15 | MU
Mar'15 | MU
TOTAL | MU | 16.645 | 9.318 | 9.931 | 2.418 | 25.689 | 17.994 | 4.559 | 2.942 | 9.523 |  | 107.5482 |  | 2.2326
TR.LOSS | % | 2.0983 | 2.0983 | 2.075 | 2.075 | 2.3883 | 2.7767 | 2.0983 | 2.0983 | 2.0983 | 1.6075 | 2.3794 | 2.2383
Based on GRIDCO drawal
| FSTPS-I&II | FSTPS-III | KhSTPS-I | KhSTPS-II | TSTPS-I | TSTPS-II | CHUKHA | TALA | TEESTA | GKEL | TOTAL EREB | Avg TR. LOSS %
Generation Schedule | 653.022 | 364.658 | 387.609 | 95.265 | 1012.472 | 701.065 | 173.941 | 111.51 | 367.622 | 334.33 | 3867.164
Total Loss | 16.645 | 9.318 | 9.931 | 2.418 | 25.689 | 17.994 | 4.559 | 2.942 | 9.523 | 0 | 107.5482
Toal Schedule after loss | 636.377 | 355.34 | 377.678 | 92.847 | 986.783 | 683.071 | 169.382 | 108.568 | 358.099 | 334.33 | 3759.6158
Avg.% Loss | 2.5489 | 2.5553 | 2.5621 | 2.5382 | 2.5373 | 2.5667 | 2.621 | 2.6383 | 2.5904 | 1.6075 | 2.7811 | 2.4766
Period 2015-16
Licencee : GRIDCO | [8 empty] | OERC | FORM TRT-13
TRANMISSION LOSS FOR PGCIL TRANSMISSION LINES
PERIOD- | 1 | ACTUALS FOR PREVIOUS YEAR
| 2 | ACTUALS/EXPECTED FOR THE CURRENT YEAR
| 3 | EXPECTED FOR ENSUING YEAR
TOTAL GRIDCO DRAWAL (Excluding Loss)
MONTHS | UNITS | FSTPS-I&II | FSTPS-III | KhSTPS-I | KhSTPS-II | TSTPS-I | TSTPS-II | CHUKHA | TALA | TEESTA | TOTAL EREB | Avg TR. LOSS %
Apr'15 | MU
May'15 | MU
Jun'15 | MU
July'15 | MU
Aug'15 | MU
Sep'15 | MU
Oct'15 | MU
Nov'15 | MU
Dec'15 | MU
Jan'16 | MU
Feb'16 | MU
Mar'16 | MU
TOTAL | MU
TR.LOSS
MONTHS | UNITS | FSTPS-I&II | FSTPS-III | KhSTPS-I | KhSTPS-II | TSTPS-I | TSTPS-II | CHUKHA | TALA | TEESTA | TOTAL EREB | Avg TR. LOSS %
Apr'15 | MU
May'15 | MU
Jun'15 | MU
July'15 | MU
Aug'15 | MU
Sep'15 | MU
Oct'15 | MU
Nov'15 | MU
Dec'15 | MU
Jan'16 | MU
Feb'16 | MU
Mar'16 | MU
TOTAL | MU
TR.LOSS | %
Based on GRIDCO drawal
| FSTPS-I&II | FSTPS-III | KhSTPS-I | KhSTPS-II | TSTPS-I | TSTPS-II | CHUKHA | TALA | TEESTA | TOTAL EREB | Avg TR. LOSS %
Generation Schedule
Total Loss
Toal Schedule after loss
% Loss

## TRT-15
Licencee GRIDCO.…Ltd................................
SUMMERY OF POWER PURCHASE COST | [15 empty] | TRT-15
|  |  | 1 | ACTUALS FOR PREVIOUS YEAR | [6 empty] | 2013-14
|  |  | 2 | ACTUALS FOR IST SIX MONTHS OF THE CURRENT YEAR | [6 empty] | 2014-15
|  |  | 3 | EXPECTED FOR LAST SIX MONTHS OF THE CURRENT YEAR | [6 empty] | 2015-16
PERIOD - 2013-14(Actual)
Generators | Share(%) | Gridco Share | Drawal by GRIDCO | Fixed Cost of the Station (Rs. Crore) | Fixed Cost for GRIDCO (Rs. Crore) | F.C | V.C | F.P.A. | Yr.E.A. | Total Rate | Total cost | Transmission charge (P/KWH) | Total rate including Transmission charge (P/KWH) | Total Cost including Transmission charge (Rs. in Crore) | V.C | Fixed costs as a % of total costs | Variable costs as a % of total costs
| % | MW | MU | (Rs.Cr.) | (Rs.Cr.) | p/kWh | p/kWh | p/kWh | p/kWh | p/kWh | Rs. Crore | p/kWh | p/kWh | (Rs.Cr.) | (Rs.Cr.)
Hirakud | 100 |  | 669.36 |  | 0 | 0 | 92.45 |  |  | 92.45 | 61.8823 | 0 | 92.45 | 61.8823 | 61.8823 | 0% | 100%
Chipilima | 100 |  | 295.2 |  | 0 |  | 71.24 |  |  | 71.24 | 21.03 | 0 | 71.24 | 21.03 | 21.03 | 0% | 100%
Balimela | 100 |  | 1631.96 |  | 0 | 0 | 58.68 |  |  | 58.68 | 95.7634 | 0 | 58.68 | 95.7634 | 95.7634 | 0% | 100%
Rengali | 100 |  | 885.47 |  | 0 | 0 | 66.6 |  |  | 66.6 | 58.9723 | 0 | 66.6 | 58.9723 | 58.9723 | 0% | 100%
Upper Kolab | 100 |  | 852.31 |  | 0 | 0 | 36.03 |  |  | 36.03 | 30.7087 | 0 | 36.03 | 30.7087 | 30.7087 | 0% | 100%
Total |  |  | 4334.3 |  |  |  | 0 |  |  |  | 268.3568 | 0 | 0 | 268.3568 | 268.3568 | 0% | 100%
Indravati | 100 |  | 2445.11 |  | 0 |  | 76.68 | 0 | 0 | 76.68 | 187.491 | 0 | 76.68 | 187.491 | 187.491 | 0% | 100%
Machakund | 100 |  | 235.12 |  | 0 | 0 | 30.79 | 0 | 0 | 30.79 | 7.2393 | 0 | 30.79 | 7.2393 | 7.2393 | 0% | 100%
Total |  |  | 7014.53 |  |  | 0 | 0 | 0 | 0 |  | 463.0872 | 0 | 0 | 463.0872 | 0 | 0% | 0%
OPGC | 100 |  | 2544.844 |  | 0 |  | 209.38 |  |  | 209.38 | 532.8394 | 0 | 209.38 | 532.8394 | 532.8394 | 0% | 100%
TTPS | 100 |  | 3406.5 |  | 0 |  | 246.6 |  |  | 246.6 | 840.0429 | 0 | 246.6 | 840.0429 | 840.0429 | 0% | 100%
TTPS (UI-OD) |  |  | 16.45 |  | 0 |  | 174.35 |  |  | 174.35 | 2.8681 | 0 | 174.35 | 2.8681 | 2.8681 | 0% | 100%
Reenewable Energy Source | 100 |  | 336.57 |  | 0 | 0 | 368 | 0 | 0 | 368 | 123.8578 | 0 | 368 | 123.8578 | 123.8578 | 0% | 100%
CGPs | 100 |  | 629.84 |  |  |  | 140 |  |  | 140 | 88.1776 |  |  | 88.1776
Co-gen | 100 |  | 152.55 |  | 0 |  | 40.3 | 0 | 0 | 40.3 | 6.1478 | 0 | 40.3 | 6.1478 | 6.1478 | 0% | 100%
IPPs | 100 |  | 3329.17 |  | 0 |  | 184.87 | 0 |  | 184.87 | 615.4637 | 0 | 184.87 | 615.4637 | 615.4637 | 0% | 100%
Solar | 100 |  | 97.34 |  | 0 |  | 634.63 | 0 |  | 634.63 | 61.7749 | 0 | 634.63 | 61.7749 | 61.7749 | 0% | 100%
Biomas | 100 |  |  |  | 0 |  | 162 |  |  | 162 | 0 | 0 | 162 | 0 | 0 | #DIV/0! | #DIV/0!
Power banking |  |  | 112.66 |  |  |  | 31.86 |  |  | 31.86 | 3.59 | 0 | 31.86 | 3.5893 | 3.5893 | 0% | 99.98%
Trading |  |  | 16.1 |  | 0 |  | 303.19 |  |  | 303.19 | 4.8814 | 0 | 303.19 | 4.8814 | 4.8814 | 0% | 100%
StateTotal |  |  | 17656.554 | [7 empty] | 2742.7306 | 0 | 0 | 2742.73 | 0 | 0% | 0%
TSTPS St-I | 31.88 |  | 2180.37 |  | 0 | 0 | 280.96 | 0 | 0 | 280.96 | 612.5968 | 0 | 280.96 | 612.5968 | 612.5968 | 0% | 100%
TSTPS St-II | 10 |  | 1349.47 |  | 0 | 0 | 275.23 | 0 | 0 | 275.23 | 371.4146 | 0 | 275.23 | 371.4146 | 371.4146 | 0% | 100%
FSTPS I & II | 13.71 |  | 1185.15 |  | 0 | 0 | 469.96 | 0 | 0 | 469.96 | 556.9731 | 0 | 469.96 | 556.9731 | 556.9731 | 0% | 100%
FSTPS-III | 28.54 |  | 750.66 |  | 0 | 0 | 566.55 | 0 |  | 566.55 | 425.2864 | 0 | 566.55 | 425.2864 | 425.2864 | 0% | 100%
KHSTPS St-I | 15.32 |  | 605.89 |  | 0 | 0 | 475.31 | 0 | 0 | 475.31 | 287.9856 | 0 | 475.31 | 287.9856 | 287.9856 | 0% | 100%
KHSTPS St-II | 2.14 |  | 144.75 |  | 0 | 0 | 492.01 | 0 | 0 | 492.01 | 71.2184 | 0 | 492.01 | 71.2184 | 71.2184 | 0% | 100%
Chukka | 15.19 |  | 267.94 |  | 0 | 0 | 221.25 | 0 | 0 | 221.25 | 59.2817 | 0 | 221.25 | 59.2817 | 59.2817 | 0% | 100%
Tala HPS | 4.25 |  | 149.65 |  | 0 | 0 | 238.6 | 0 | 0 | 238.6 | 35.7065 | 0 | 238.6 | 35.7065 | 35.7065 | 0% | 100%
Teesta-V | 23.4 |  | 455.31 |  | 0 | 0 | 317.9 | 0 | 0 | 317.9 | 144.743 | 0 | 317.9 | 144.743 | 144.743 | 0% | 100%
SLDC (UI) |  |  | 2.66 |  | 0 | [5 empty] | 0 |  | 0 | 0 | 0 | #DIV/0! | #DIV/0!
UI( EREB) |  |  | 451.45 |  | 0 |  | 66.27 |  |  | 66.27 | 29.9176 |  | 66.27 | 29.9176 | 29.9176 | 0% | 100%
Total EREB |  |  | 7543.3 | [7 empty] | 2595.1238 | 0 | 0 | 2595.1238 | 0 | 0% | 0%
SOC & MOC Charges |  |  |  |  | 4.23 | [5 empty] | 4.23 |  | 0 | 4.23 |  | 100% | 0%
TOTAL |  |  | 25199.854 | [7 empty] | 5342.2544 |  |  | 5342.2538 |  | 0 | 0%
PERIOD - 2014-15( ACTUAL+PROJECTION) | [14 empty] | V.C | Fixed costs as a % of total costs | Variable costs as a % of total costs
Generators | Share(%) | Gridco Share | Drawal by GRIDCO | Fixed Cost of the Station (Rs. Crore) | Fixed Cost for GRIDCO (Rs. Crore) | F.C | V.C | F.P.A. | Yr.E.A. | Total Rate | Total cost | Transmission charge (P/KWH) | Total rate including Transmission charge (P/KWH) | Total Cost including Transmission charge (Rs. in Crore) | (Rs.Cr.)
| % | MW | MU | (Rs.Cr.) | (Rs.Cr.) | p/kWh | p/kWh | p/kWh | p/kWh | p/kWh | Rs. Crore | p/kWh | p/kWh | (Rs.Cr.)
Hirakud | 100 |  | 780.87 |  | 0 |  | 109.0322 |  |  | 109.0322 | 85.14 | 0 | 109.0322 | 85.14 | 85.14 | 0% | 100%
CHIPLIMA | 100 | [10 empty] | 0
RENGALI | 100 |  | 1042.82 |  | 0 |  | 89.958 |  |  | 89.958 | 93.81 | 0 | 89.958 | 93.81 | 93.81 | 0% | 100%
BALIMELA | 100 |  | 1277.11 |  | 0 |  | 83.227 |  |  | 83.227 | 106.29 | 0 | 83.227 | 106.29 | 106.29 | 0% | 100%
Upper Kolab | 100 |  | 698.4 |  | 0 |  | 60.0229 |  |  | 60.0229 | 41.92 | 0 | 60.0229 | 41.92 | 41.92 | 0% | 100%
Total |  |  | 3799.2 |  | 0 |  | 86.1129 |  |  | 86.1129 | 327.16 | 0 | 86.1129 | 327.16 | 327.16 | 0% | 100%
Indravati | 100 |  | 2925.37 |  | 0 |  | 73.8915 |  |  | 73.8915 | 216.16 | 0 | 73.8915 | 216.16 | 216.16 | 0% | 100%
Machakund | 100 |  | 254.25 |  | 0 |  | 46.1357 |  |  | 46.1357 | 11.73 | 0 | 46.1357 | 11.73 | 11.73 | 0% | 100%
Total |  |  | 6978.82 |  | 0 |  | 79.5335 |  |  | 79.5335 | 555.05 | 0 | 79.5335 | 555.05 | 555.05 | 0% | 100%
OPGC | 100 |  | 2682.49 |  | 0 | 0 | 216.053 | 0 | 0 | 216.053 | 579.56 | 0 | 216.053 | 579.56 | 579.56 | 0% | 100%
TTPS | 100 |  | 3318.34 |  | 0 | 0 | 272.3259 | 0 | 0 | 272.3259 | 903.67 | 0 | 272.3259 | 903.67 | 903.67 | 0% | 100%
[5 empty] | 0 | [6 empty] | 0 | 0 | 0 | 0 |  | #DIV/0!
Reenewable Energy Source |  |  |  |  | 0 | [8 empty] | 0 | 0 |  | #DIV/0!
Minakshi Small Hydro | 100 |  | 231.32 |  | 0 |  | 368.0183 |  |  | 368.0183 | 85.13 | 0 | 368.0183 | 85.13 | 85.13 | 0% | 100%
Samal Small Hydro | 100 |  | 105.45 |  | 0 |  | 368.0417 |  |  | 368.0417 | 38.81 | 0 | 368.0417 | 38.81 | 38.81 | 0% | 100%
Co- Generating Stations | 100 |  | 159.52 |  | 0 |  | 137.4749 |  |  | 137.4749 | 21.93 | 0 | 137.4749 | 21.93 | 21.93 | 0%
CGP | 100 |  | 422.95 |  | 0 |  | 137.5103 |  |  | 137.5103 | 58.16 | 0 | 137.5103 | 58.16 | 58.16 | 0%
Total |  |  | 919.24 |  | 0 |  | 221.9551 |  |  | 221.9551 | 204.03 | 0 | 221.9551 | 204.03 | 204.03 | 0%
Solar |  |  | 135.78 |  | 0 |  | 607.3059 |  |  | 607.3059 | 82.46 | 0 | 607.3059 | 82.46 | 82.46 | 0% | 100%
IPPs | 100 |  | 3870.49 |  | 0 |  | 221.1141 |  |  | 221.1141 | 855.82 | 0 | 221.1141 | 855.82 | 855.82 | 0% | 100%
Biomas | 100 |  | 0
TOTAL |  |  | 4925.51 |  | 0 |  | 231.9171 |  |  |  | 1142.31 | 0 | 0 | 1142.31 | 1142.31 | 0% | 100%
StateTotal |  |  | 17905.16 |  | 0 | [5 empty] | 3180.59 | 0 |  | 3180.59 | 3180.59 | 0% | 100%
TSTPS St-I | 31.88 |  | 2024.95 |  | 0 | 0 | 252.4161 | 0 | 0 | 252.4161 | 511.13 | 0 | 252.4161 | 511.13 | 511.13 | 0% | 100%
TSTPS St-II | 10 |  | 1402.13 |  | 0 | 0 | 245.341 | 0 | 0 | 245.341 | 344 | 0 | 245.341 | 344 | 344 | 0% | 100%
FSTPS I & II | 13.71 |  | 1306.5 |  | 0 | 0 | 435.8898 | 0 | 0 | 435.8898 | 569.49 | 0 | 435.8898 | 569.49 | 569.49 | 0% | 100%
FSTPS-III | 28.54 |  | 729.91 |  | 0 |  | 528.161 |  |  | 528.161 | 385.51 | 0 | 528.161 | 385.51 | 385.51 | 0%
KhTPS St-I | 15.32 |  | 775.22 |  | 0 | 0 | 400.1058 | 0 | 0 | 400.1058 | 310.17 | 0 | 400.1058 | 310.17 | 310.17 | 0% | 100%
KhTPS St-II | 2.14 |  | 190.53 |  | 0 | 0 | 412.9009 | 0 | 0 | 412.9009 | 78.67 | 0 | 412.9009 | 78.67 | 78.67 | 0% | 100%
CHUKHA | 15.19 |  | 273.94 |  | 0 | 0 | 188.6544 | 0 | 0 | 188.6544 | 51.68 | 0 | 188.6544 | 51.68 | 51.68 | 0% | 100%
Tala HPS | 4.25 |  | 151.51 |  | 0 | 0 | 207.313 | 0 | 0 | 207.313 | 31.41 | 0 | 207.313 | 31.41 | 31.41 | 0% | 100%
Teesta-V | 23.4 |  | 567.62 |  | 0 | 0 | 232.0919 | 0 | 0 | 232.0919 | 131.74 | 0 | 232.0919 | 131.74 | 131.74 | 0% | 100%
Total EREB |  |  | 7422.31 |  | 0 |  | 325.2074 |  |  | 325.2074 | 2413.79 | 0 | 325.2074 | 2413.79 | 2413.79 | 0% | 100%
UI(EREB) |  |  | 234.28 |  | 0 | 0 | 231.3044 | 0 | 0 | 231.3044 | 54.19 | 0 | 231.3044 | 54.19 | 54.19 | 0% | 100%
TTPS (OD) |  |  | 20.91 |  | 0 | 0 | 250.5978 | 0 | 0 | 250.5978 | 5.24 | 0 | 250.5978 | 5.24 | 5.24 | 0%
Power banking | [5 empty] | 0 |  | 0 | 0 | 0 | 2.55 | 0 | 0 | 0 | 0
SLDC UI Underdrawl |  |  | 0 |  | 0 | 0 |  | 0 | 0 | 0 | 0 | 0 | 0 | 0 | 0
Trading |  |  | 269.28 |  | 0 | 0 | 298.7968 | 0 | 0 | 298.7968 | 80.46 | 0 | 298.7968 | 80.46 | 80.46 | 0%
SOC & MOC Charges | [12 empty] | 0
Others |  |  | 1232.65 | [7 empty] | 341.1
PGCIL Trans. Cost | [10 empty] | 275.26 |  | 0
TOTAL |  |  | 27084.59 | [7 empty] | 6353.16 |  |  |  | 5734.27 |  | 90.26%
PERIOD - 2015-16( PROJECTION) | [15 empty] | Fixed costs as a % of total costs | Variable costs as a % of total costs
Generators | Share(%) | Gridco Share | Drawal by GRIDCO | Fixed Cost of the Station | Fixed Cost for GRIDCO (Rs. Crore) | F.C | V.C | F.P.A. | Yr.E.A. | Total Rate | Total cost | Transmission charge (P/KWH) | Total rate including Transmission charge (P/KWH) | Total Cost including Transmission charge (Rs. in Crore) | V.C
|  | MW | MU | (Rs.Cr.) | (Rs.Cr.) | P/U | P/U | P/U | P/U | P/U | Rs. Cr. | P/U | P/U | (Rs.Cr.) | (Rs.Cr.)
Hirakud | 100 |  | 662.54 |  | 0 |  | 131.93 |  |  | 131.93 | 87.4089 | 0 | 131.93 | 87.4089 | 87.4089 | 0% | 100%
CHIPLIMA | 100 |  | 297 |  | 0 |  | 79.8 |  |  | 79.8 | 23.7006 | 0 | 79.8 | 23.7006 | 23.7006 | 0% | 100%
RENGALI | 100 |  | 693 |  | 0 |  | 82.48 |  |  | 82.48 | 57.1586 | 0 | 82.48 | 57.1586 | 57.1586 | 0% | 100%
BALIMELA | 100 |  | 1172.16 |  | 0 |  | 89.61 |  |  | 89.61 | 105.0373 | 0 | 89.61 | 105.0373 | 105.0373 | 0% | 100%
Upper Kolab | 100 |  | 825.66 |  | 0 |  | 51.15 |  |  | 51.15 | 42.2325 | 0 | 51.15 | 42.2325 | 42.2325 | 0% | 100%
Total |  |  | 3650.36 | [6 empty] | 0 | 315.5379 | 0 | 0 | 315.5379 | 0 | 0% | 0%
Indravati | 100 |  | 2026.53 |  | 0 |  | 78.43 |  |  | 78.43 | 158.9407 | 0 | 78.43 | 158.9407 | 158.9407 | 0% | 100% | 122.67
Machakund | 100 |  | 262.5 |  | 0 |  | 33.86 |  |  | 33.86 | 8.8882 | 0 | 33.86 | 8.8882 | 8.8882 | 0% | 100% | 46.05
Total |  |  | 5939.39 | [6 empty] | 0 | 483.3669 | 0 | 0 | 483.3669 | 0 | 0% | 0% | 92.53
OPGC | 100 |  | 2838.35 | [6 empty] | 210.84 | 598.4377 | 0 | 210.84 | 598.4377 | 0 | 0% | 0% | 6.94
TTPS | 100 |  | 3177.25 | [6 empty] | 290.07 | 921.6249 | 0 | 290.07 | 921.6249 | 0 | 0% | 0% | 268.19
[5 empty] | 0 |  |  |  |  | 0 | 0 | 0 | 0 | 0 | 0 | #DIV/0! | 0%
Reenewable Energy Source |  |  |  |  | 0 |  |  |  |  | 0 | 0 | 0 | 0 | 0 | 0 | #DIV/0! | #DIV/0!
Minakshi Small Hydro | 100 |  | 210 |  | 0 |  | 368 |  |  | 368 | 77.28 | 0 | 368 | 77.28 | 77.28 | 0% | 100%
Samal Small Hydro | 100 |  | 110 |  | 0 |  | 368 |  |  | 368 | 40.48 | 0 | 368 | 40.48 | 40.48 | 0% | 100%
Solar | 100 |  | 127 |  | 0 |  | 804.25 |  |  | 804.25 | 102.1398 | 0 | 804.25 | 102.1398 | 102.1398 | 0% | 100%
Biomanss Energy | 100 |  | 160 |  | 0 |  | 544.75 |  |  | 544.75 | 87.16 | 0 | 544.75 | 87.16 | 87.16 | 0% | 100%
Total |  |  | 607 |  | 0 |  |  |  |  | 0 | 307.0598 | 0 | 0 | 307.0598 | 336.7705 | 0% | 109.7%
Co- Generating Stations |  |  | 1224.62 |  |  |  | 275 |  |  | 275 | 336.7705 | 0 | 275 | 336.7705 | 0 | 0% | 0%
CGP |  |  | 0 |  | 0 |  | 275 |  |  | 275 | 0 | 0 | 275 | 0 | 0 | #DIV/0! | #DIV/0!
Total |  |  | 1224.62 |  | 336.7705 |  |  |  |  | 0 | 336.7705 | 0 | 0 | 336.7705 | 0 | 100% | 0%
IPPs |  |  |  |  | 0 |  |  |  |  | 0 |  | 0 | 0 | 0 | 0 | #DIV/0! | #DIV/0!
Sterilite Energy | 100 |  | 4199 |  | 0 |  | 210.56 |  |  | 210.56 | 884.1414 | 0 | 210.56 | 884.1414 | 884.1414 | 0% | 100%
M/s. GMR Kamalanga Energy Ltd. | 100 |  | 1798 |  | 0 |  | 275 |  |  | 275 | 494.45 | 0 | 275 | 494.45 | 494.45 | 0% | 100%
M/s. NBVL. | 100 |  | 54 |  |  |  | 125 |  |  | 125 | 6.75 |  | 125 | 6.75 | 6.75
M/s. JITPL | 100 |  | 1002 |  |  |  | 125 |  |  | 125 | 125.25 |  | 125 | 125.25 | 125.25
TOTAL |  |  | 7053 | [6 empty] | 0 | 1510.5914 | 0 | 0 | 1510.5914 | 0 | 0% | 0%
StateTotal |  |  | 20839.61 | [6 empty] | 0 | 4157.8512 | 0 | 0 | 4157.8512 | 0 | 0% | 0%
TSTPS St-I | 31.97 |  | 2138.42 |  | 644.3273 | 91.45 | 175.75 | 0 | 2.02 | 269.22 | 575.7054 | 32.09 | 301.31 | 644.3273 | 0 | 100% | 0%
TSTPS St-II | 10 |  | 1332.44 |  | 389.5255 | 85.19 | 172.87 | 0 | 2.19 | 260.25 | 346.7675 | 32.09 | 292.34 | 389.5255 | 0 | 100% | 0%
FSTPS I & II | 13.81 |  | 1470.92 |  | 713.5286 | 91.61 | 360.49 | 0 | 0.9 | 453 | 666.3268 | 32.09 | 485.09 | 713.5286 | 0 | 100% | 0%
FSTPS-III | 16.87 |  | 566.02 |  | 315.8222 | 168.05 | 357.26 | 0 | 0.57 | 525.88 | 297.6586 | 32.09 | 557.97 | 315.8222 | 0 | 100%
KhTPS St-I | 15.4 |  | 838.09 |  | 382.873 | 106.4 | 318 | 0 | 0.35 | 424.75 | 355.9787 | 32.09 | 456.84 | 382.873 | 0 | 100% | 0%
KhTPS St-II | 2.24 |  | 225.19 |  | 102.4344 | 120.82 | 301.68 | 0 | 0.29 | 422.79 | 95.2081 | 32.09 | 454.88 | 102.4344 | 0 | 100% | 0%
Barh STPS I & II |  |  | 975.9 |  |  | 169.42 | 462.44 |  | 0 | 631.86 | 616.6322 | 32.09 | 663.95 | 647.9488
CHUKHA | 15.19 |  | 263 |  | 57.8705 | 187.95 | 0 | 0 | 0 | 187.95 | 49.4308 | 32.09 | 220.04 | 57.8705 | 0 | 100% | 0%
Tala HPS | 4.25 |  | 142 |  | 33.8556 | 206.33 | 0 | 0 | 0 | 206.33 | 29.2989 | 32.09 | 238.42 | 33.8556 | 0 | 100% | 0%
Teesta-V | 23.4 |  | 513 |  | 155.1158 | 270.28 | 0 | 0 | 0 | 270.28 | 138.6536 | 32.09 | 302.37 | 155.1158 | 0 | 100% | 0%
Total EREB |  |  | 8464.98 | [7 empty] | 3171.6606 | 0 | 0 | 3443.3018 | 0 | 0% | 0%
SOC & MOC Charges | [10 empty] | 3.38 |  | 0 | 3.38 | 0 | 0% | 0%
TOTAL |  |  | 29304.59 | [6 empty] | 259.4994 | 7332.8918 |  |  | 7604.5231 | 0 | 0% | 0%

## TRT-16
| Licencee : GRIDCO | [8 empty] | OERC | FORM TRT-16
REVENUE FROM CHARGES
|  |  | ACTUAL REVENUE WITH ACTUAL SALE FOR PREVIOUS YEAR |  |  |  |  | EXPECTED REVENUE WITH ANTICIPATED SALE AT EXISTING RATES FOR CURRENT YEAR
Sl.No. | CATEGORY --> | UNIT | DISCOMS |  |  |  |  | DISCOMS
|  |  | CESU | NESCO | WESCO | SOUTHCO | TOTAL | CESU | NESCO | WESCO | SOUTHCO | TOTAL
1 | SALE DURING THE YEAR | MU | 7977.15 | 5046.52 | 6617.79 | 2921.93 | 22563.39 | 9401 | 5625 | 7500 | 3630 | 26156
2 | BILLING DEMAND | MVA | 1312.299 | 833.118 | 1055.926 | 493.478 | 3694.821 | 1657 | 940 | 1250 | 600 | 4447
3 | DEMAND CHARGE | Rs./KVA
4 | ENERGY CHARGE | P/Kwh | 259 | 290 | 294 | 180 |  | 265 | 280 | 286 | 185
5 | FUEL SURCHARGE | P/Kwh | 0 | 0 | 0
6 | OTHER CHARGES IF ANY
7 | AVERAGE CHARGE | P/Kwh | 259 | 290 | 294 | 180 | 0 | 265 | 280 | 286 | 185
8 | REVENUE FROM DEMAND CHARGE | Rs. Crs. | 0 | 0 | 0 | 0 | 0
9 | REVENUE FROM ENERGY CHARGE | Rs. Crs. | 2066.0819 | 1463.4908 | 1945.6303 | 525.9474 | 6001.1503 | 2491.265 | 1575 | 2145 | 671.55 | 6882.815
10 | REVENUE FROM FUEL SURCHARGE | Rs. Crs.
11 | REVENUE FROM OTHER CHARGE | Rs. Crs.
12 | MISC. REVENUE IF ANY | Rs. Crs.
13 | TOTAL REVENUE (DISCOMS) | Rs. Crs. | 2066.0819 | 1463.4908 | 1945.6303 | 525.9474 | 6001.1503 | 2491.265 | 1575 | 2145 | 671.55 | 6882.815
14 | REBATE (RATE) | %
15 | REBATE (TOTAL) | Rs. Crs.
16 | NET TOTAL REVENUE (DISCOMS) | Rs. Crs.
17 | INTER STATE BILATERAL SALE/CGPS |  | NALCO | IMFA | Other Sales | OTHER STATE | TOTAL | NALCO | IMFA | OTHER CGPS | OTHER STATE | TOTAL
18 | SALE DURING THE YEAR | MU | 3.3 | 0 | 3.73 | 0 |  | 10 |  |  |  | 10
19 | CONTRACT DEMAND | MW |  |  |  | 0
20 | DEMAND CHARGE | Rs./KVA | 0 | 0 | 0 | 0
21 | ENERGY CHARGE | P/Kwh | 670 | 670 | 670 | 0 |  | 670
22 | FUEL SURCHARGE | P/Kwh | 0 | 0 | 0 | 0
23 | OTHER CHARGES IF ANY |  | 0 | 0 | 0
24 | REVENUE FROM DEMAND CHARGE | Rs. Crs. | 0 | 0 | 0 | 0
25 | REVENUE FROM ENERGY CHARGE | Rs. Crs. | 2.211 | 0 | 2.4991 | 0 | 4.7101 | 6.7
26 | REVENUE FROM FUEL SURCHARGE | Rs. Crs. | 0 | 0 | 0 | 0
27 | REVENUE FROM OTHER CHARGE | Rs. Crs. | 0 | 0
28 | MISC. REVENUE | Rs. Crs.
29 | GROSS TOTAL REVENUE | Rs. Crs. | 2.211 | 0 | 2.4991 | 0 | 4.7101 | 6.7 |  |  |  | 6.7
30 | REBATE (RATE) | %
31 | REBATE (TOTAL) | Rs. Crs.
32 | NET TOTAL REVENUE (BI-LATERAL) | Rs. Crs.
33 | WHEELING CHARGES | P/KWH
34 | WHEELING CHARGES | Rs. Crs.
35 | MISC. REVENUE (IF ANY) | Rs. Crs.
36 | TOTAL REVENUE | Rs. Crs. | 2068.2928 | 1463.4908 | 1948.1294 | 525.9474 | 6005.8604 | 2497.965 | 1575 | 2145 | 671.55 | 6889.515

## TRT-17
| Licencee : GRIDCO | [8 empty] | OERC | FORM TRT-17
BULK SUPPLY PRICE REVISION PROPOSAL
|  |  | EXPECTED REVENUE WITH ANTICIPATED SALE AT EXISTING RATES FOR ENSUING YEAR |  |  |  |  | PROPOSED REVENUE WITH ANTICIPATED SALE AT PROPOSED RATES FOR ENSUING YEAR
Sl.No. | CATEGORY --> | UNIT | DISCOMS |  |  |  |  | DISCOMS
|  |  | CESU | NESCO | WESCO | SOUTHCO | TOTAL | CESU | NESCO | WESCO | SOUTHCO | TOTAL
1 | ANTICIPATED SALE DURING THE ENSUING YEAR | MU | 9401 | 5625 | 7500 | 3630 | 26156 | 9401 | 5625 | 7500 | 3630 | 26156
2 | BILLING DEMAND | MW | 1657 | 940 | 1250 | 600 | 4447 | 1657 | 940 | 1250 | 600 | 4447
3 | DEMAND CHARGE | Rs./KVA
4 | ENERGY CHARGE | P/Kwh | 265 | 280 | 286 | 185 | 263.1448 | 354.86 | 354.86 | 354.86 | 354.86 | 354.8608
5 | FUEL SURCHARGE | P/Kwh | 0 | 0 | 0 | 0
6 | OTHER CHARGES IF ANY
7 | AVERAGE CHARGE | P/Kwh
8 | REVENUE FROM DEMAND CHARGE | Rs. Crs.
9 | REVENUE FROM ENERGY CHARGE | Rs. Crs. | 2491.265 | 1575 | 2145 | 671.55 | 6882.815 | 3336.0389 | 1996.0875 | 2661.45 | 1288.1418 | 9281.7382
10 | REVENUE FROM FUEL SURCHARGE | Rs. Crs. | 0 | 0 | 0 | 0 |  | 0 | 0 | 0 | 0
11 | REVENUE FROM OTHER CHARGE | Rs. Crs. | 0 | 0 | 0 | 0 |  | 0 | 0 | 0 | 0
12 | MISC. REVENUE IF ANY | Rs. Crs. | 0 | 0 | 0 | 0 |  | 0 | 0 | 0 | 0
13 | TOTAL REVENUE (DISCOMS) | Rs. Crs. | 2491.265 | 1575 | 2145 | 671.55 | 6882.815 | 3336.0389 | 1996.0875 | 2661.45 | 1288.1418 | 9281.7382
14 | REBATE (RATE) | %
15 | REBATE (TOTAL) | Rs. Crs.
16 | NET TOTAL REVENUE (DISCOMS) | Rs. Crs. | 2491.265 | 1575 | 2145 | 671.55 | 6882.815 | 3336.0389 | 1996.0875 | 2661.45 | 1288.1418 | 9281.7382
17 | INTER STATE BILATERAL SALE/CGPS |  | NALCO | IMFA | OTHER CGPS | OTHER STATE | TOTAL | NALCO | IMFA | OTHER CGPS | OTHER STATE | TOTAL
18 | ANTICIPATED SALE DURING THE ENSUING YEAR | MU | 10 |  |  |  |  | 10
19 | CONTRACT DEMAND | MW
20 | DEMAND CHARGE | Rs./KVA
21 | ENERGY CHARGE | P/Kwh | 670 |  |  |  |  | 670
22 | FUEL SURCHARGE | P/Kwh
23 | OTHER CHARGES IF ANY
24 | REVENUE FROM DEMAND CHARGE | Rs. Crs.
25 | REVENUE FROM ENERGY CHARGE | Rs. Crs. | 6.7 |  |  |  |  | 6.7
26 | REVENUE FROM FUEL SURCHARGE | Rs. Crs.
27 | REVENUE FROM OTHER CHARGE | Rs. Crs.
28 | MISC. REVENUE | Rs. Crs.
29 | GROSS TOTAL REVENUE | Rs. Crs. | 6.7 |  |  |  | 6.7 | 6.7 |  |  |  | 6.7
30 | REBATE (RATE) | %
31 | REBATE (TOTAL) | Rs. Crs.
32 | NET TOTAL REVENUE (BI-LATERAL) | Rs. Crs.
33 | WHEELING CHARGES | P/KWH
34 | WHEELING CHARGES | Rs. Crs.
35 | MISC. REVENUE (IF ANY) | Rs. Crs.
36 | TOTAL REVENUE | Rs. Crs. | 2497.965 | 1575 | 2145 | 671.55 | 6889.515 | 3342.7389 | 1996.0875 | 2661.45 | 1288.1418 | 9288.4182
37 | ADDITIONAL REVENUE DUE TO REVISION PROPOSED | Rs. Crs.

## TRT-18
| Licencee : GRIDCO | [9 empty] | FORM TRT-18
DETAILS OF TRADING & EXPORT
| PERIOD- | 1 | ACTUALS FOR PREVIOUS YEAR
|  | 2 | ACTUALS/EXPECTED FOR THE CURRENT YEAR
|  | 3 | EXPECTED FOR ENSUING YEAR
A. | DETAILS OF EXPORT (Month-Wise )
Sold To | Peak/Off-Peak/RTC | Quantity in MU | Contracted MW | Approved MW | Open Access Loss in MU | Net MU Sold | Sale Price/ Unit | Amount Sold | Open Access Charges | Other Charges | Rebate | Total
PARTY-A | Peak
Off-Peak
RTC
Sub-total
PARTY-B | Peak
Off-Peak
RTC
Sub-total
PARTY-C | Peak
Off-Peak
RTC
Sub-total
PARTY-D | Peak
Off-Peak
RTC
Sub-total
Total | Peak
Off-Peak
RTC
Grand-total
| Licencee : GRIDCO | [9 empty] | FORM TRT-18
DETAILS OF TRADING & EXPORT
PERIOD- | ACTUALS FOR THE PREVIOUS YEAR(2013-14)
B. | SUMMERY OF TRADING(SALE)
MONTH | PTC |  | NVVN |  | IEX |  | PXIL |  | TOTAL TRADING
| Energy in MU | Billed Amount (Rs. In Cr.) | Energy in MU | Billed Amount (Rs. In Cr.) | Energy in MU | Amount (Rs. In Cr.) | Energy in MU | Amount (Rs. In Cr.) | Energy in MU | Amount (Rs. In Cr.) | Avg. Rate P/U
Apr'13 | 3.5571 | 2.4301 | 146.9767 | 87.1864 | 0 | 0 | 0 | 0 | 150.5338 | 89.6165 | 595.3245
May'13 |  |  | 188.8254 | 102.4498 | 0 | 0 | 0 | 0 | 188.8254 | 102.4498 | 542.5639
Jun'13 | 10.2957 | 5.4226 | 149.7749 | 80.8785 | 0 | 0 | 0 | 0 | 160.0706 | 86.301 | 539.1434
July'13 | 54.8094 | 28.5009 | 148.9659 | 77.4622 | 0 | 0 | 0 | 0 | 203.7753 | 105.9631 | 519.9997
Aug'13 | 0.30411 | 0.088191 | 8.7852 | 4.5683 | 2.5697 | 0.64211 | 0 | 0 | 11.6591 | 5.2986 | 454.4635
Sep'13 | 41.9464 | 15.3321 | 69.1761 | 35.8625 | 87.3935 | 26.419 | 15.0593 | 5.1263 | 213.5753 | 82.74 | 387.4043
Oct'13 | 13.7531 | 7.1516 | 21.4514 | 11.0892 | 120.1728 | 28.1926 | 18.9445 | 4.1702 | 174.3219 | 50.6036 | 290.2884
Nov'13 | 39.9844 | 14.2282 | 2.1622 | 1.1244 | 133.5683 | 29.935 | 32.6514 | 8.3262 | 208.3663 | 53.6137 | 257.3051
Dec'13 | 9.1783 | 4.7727 | 9.2441 | 4.7432 | 57.4434 | 19.6727 | 13.8605 | 5.2041 | 89.7263 | 34.3927 | 383.3067
Jan'14 | 0 | 0 | 0 | 0 | 25.9423 | 8.7243 | 9.2326 | 3.3194 | 35.1748 | 12.0436 | 342.3937
Feb'14 | 13.6717 | 4.8721 | 0 | 0 | 57.82 | 19.1813 | 2.3479 | 0.76938 | 73.8396 | 24.8227 | 336.171
Mar'14 | 0.16 | 0.056366 | 0 | 0 | 46.8441 | 13.6023 | 8.5439 | 2.4538 | 55.5479 | 16.1125 | 290.0643
TOTAL | 187.6602 | 82.8548 | 745.3619 | 405.3644 | 531.7542 | 146.3692 | 100.6401 | 29.3694 | 1565.4163 | 663.9579 | 424.1414
B. | SUMMERY OF TRADING(PURCHASE)
MONTH | PTC |  | NVVN |  | IEX |  | PXIL |  | TOTAL PURCHASE
| Energy in MU | Amount (Rs. In Cr.) | Energy in MU | Amount (Rs. In Cr.) | Energy in MU | Amount (Rs. In Cr.) | Energy in MU | Amount (Rs. In Cr.) | Energy in MU | Amount (Rs. In Cr.) | Avg. Rate P/U
Apr'13 |  |  |  |  | 1.9988 | 0.62525 | 1.23 | 0.42682 | 3.2287 | 1.0521 | 325.8426
May'13 |  |  |  |  | 1 | 0.31515 | 0.8 | 0.25778 | 1.8 | 0.57293 | 318.2917
Jun'13 |  |  |  |  | 8.9648 | 2.6689 | 2.1 | 0.58604 | 11.0648 | 3.2549 | 294.1707
July'13
Aug'13
Sep'13
Oct'13
Nov'13
Dec'13
Jan'14
Feb'14
Mar'14
TOTAL | 0 | 0 | 0 | 0 | 11.9635 | 3.6093 | 4.13 | 1.2706 | 16.0935 | 4.8799 | 303.2227
| Licencee : GRIDCO | [9 empty] | FORM TRT-18
DETAILS OF TRADING & EXPORT
PERIOD- | ACTUALS/EXPECTED FOR THE CURRENT YEAR(2014-15)
B. | SUMMERY OF TRADING(SALE)
MONTH | PTC |  | NVVN |  | IEX |  | PXIL |  | TOTAL TRADING
| Energy in MU | Billed Amount (Rs. In Cr.) | Energy in MU | Billed Amount (Rs. In Cr.) | Energy in MU | Amount (Rs. In Cr.) | Energy in MU | Amount (Rs. In Cr.) | Energy in MU | Amount (Rs. In Cr.) | Avg. Rate P/U
Apr'14 | 0.2 | 0.066338 | 0.48846 | 0.27262 | 38.3519 | 13.5747 | 6.1164 | 1.9227 | 45.1568 | 15.8363 | 350.6962
May'14 | 1.2674 | 0.65902 | 2.9964 | 1.4247 | 23.239 | 8.2441 | 5.4259 | 1.9282 | 32.9286 | 12.2561 | 372.2008
Jun'14 | 80.3371 | 41.7753 | 91.8404 | 41.8725 | 25.6596 | 10.5955 | 4.6172 | 1.6727 | 202.4543 | 95.916 | 473.7662
July'14 |  |  | 0.7725 | 0.31439 | 1.6224 | 0.84249 | 0.25 | 0.11179 | 2.6449 | 1.2687 | 479.6639
Aug'14 |  |  | 59.7993 | 26.7093 | 124.971 | 67.5418 | 6.77 | 2.7533 | 191.5403 | 97.0045 | 506.4444
Sep'14 |  |  | 20.0368 | 9.6686 | 115.4884 | 52.1953 | 25.2 | 13.6054 | 160.7252 | 75.4693 | 469.5552
Oct'14 |  |  | 43.8455 | 21.1391 | 128.07 | 58.2389 | 0.3 | 0.12947 | 172.2156 | 79.5075 | 461.6742
Nov'14
Dec'14
Jan'15
Feb'15
Mar'15
TOTAL | 81.8045 | 42.5007 | 219.7793 | 101.4013 | 457.4024 | 211.2329 | 48.6795 | 22.1236 | 807.6657 | 377.2584 | 467.0972
| SUMMERY OF TRADING(PURCHASE) | [10 empty] | .
MONTH | PTC |  | NVVN |  | IEX |  | PXIL |  | TOTAL PURCHASE
| Energy in MU | Amount (Rs. In Cr.) | Energy in MU | Amount (Rs. In Cr.) | Energy in MU | Amount (Rs. In Cr.) | Energy in MU | Amount (Rs. In Cr.) | Energy in MU | Amount (Rs. In Cr.) | Avg. Rate P/U
Apr'14 | 0 | 0 | 0 | 0 | 0 | 0 | 0 | 0 | 0 | 0 | 0
May'14 | 0 | 0 | 0 | 0 | 0 | 0 | 0 | 0 | 0 | 0 | 0
Jun'14 | 0 | 0 | 32.6494 | 11.2609 | 79.6738 | 24.7827 | 8.547 | 2.609 | 120.8702 | 38.6526 | 319.7861
July'14 | 0 | 0 | 0 | 0 | 28.5529 | 7.1011 | 0.8 | 0.27345 | 29.3529 | 7.3745 | 251.237
Aug'14 | 0 | 0 | 0 | 0 | 0 | 0 | 0 | 0 | 0 |  | 0
Sep'14 | 0 | 0 | 0 | 0 | 0 | 0 | 0 | 0 | 0 | 0 | 0
Oct'14
Nov'14
Dec'14
Jan'15
Feb'15
Mar'15
TOTAL | 0 | 0 | 32.6494 | 11.2609 | 108.2266 | 31.8838 | 9.347 | 2.8825 | 150.2231 | 46.0271 | 306.3919

## TRT-19
Licencee: GRIDCO
SUMMERY OF UNSCHEDULE INTERCHANGE (UI) | [11 empty] | FORM TRT-19
PERIOD- | 1 | ACTUALS FOR PREVIOUS YEAR
| 2 | ACTUALS/EXPECTED FOR THE CURRENT YEAR
| 3 | EXPECTED FOR ENSUING YEAR
Average Frequency (HZ) ( % of time )
MONTH | Schedule energy (MU) | Actual drawal (MU) | Over / Under drawal (MU) | Underdrwal in MU | UI Received (Rs Cr) | UI Paid (Rs Cr) | Net UI Received (Rs Cr) | Excess drawal of energy(beyond schedule) during frequency above 50.5HZ (MU) | Less drawal of energy(beyond schedule) during frequency above 50.5HZ (MU) | Excess drawal of energy(beyond schedule) during frequency below 50.5HZ (MU) | Less drawal of energy (beyond schedule) during frequency below 50.5HZ (MU) | Above 50.2 (50.5) | 50.0< F >50.5 | 49.5< F >50.0 | 49.02< F >49.5 | Below 49.02
2012-04-05 | -784.7204 | -821.9547 | -37.2343 | 25.909 | 4.3985 |  | -8.0479 | [9 empty] | -37.235
2012-05-05 | -757.4424 | -765.3231 | -7.8806 | 36.19 | 7.9704 |  | -3.5104
2012-06-05 | -674.0956 | -675.2974 | -1.2019 | 45.398 | 17.9544 |  | 2.8149
2012-07-05 | -594.7418 | -660.5857 | -65.8439 | 21.687 | 8.1843 |  | -13.7942
2012-08-05 | -411.2021 | -459.5995 | -48.3974 | 24.006 | 3.9443 |  | -6.4037
2012-09-05 | -235.1566 | -259.3108 | -24.1542 | 16.393 | 3.7876 |  | 0.81183
2012-10-05 | -326.1082 | -339.0677 | -12.9596 | 8.157 | 4.216 |  | 3.9513
2012-11-05 | -445.1116 | -464.0178 | -18.9062 | 6.912 | 1.8338 |  | -1.1127
2012-12-05 | -524.4409 | -516.4544 | 7.9865 | 17.964 | 5.622 |  | 3.944
2013-01-05 | -463.5944 | -473.2754 | -9.681 | 10.044 | 4.5018 |  | 3.0518
2013-02-05 | -362.295 | -432.3091 | -70.0141 | 0 | 0.00985 |  | -6.2301
2013-03-05 | -438.6534 | -507.6586 | -69.0052 | 2.471 | 0.39831 |  | -7.2076
TOTAL | -6017.5624 | -6374.8542 | -357.2917 | 215.131 | 62.8212 |  | -31.7329
(-ve) means drawl by GRIDCO.
(+ve) means injection by GRIDCO.
MONTH | Schedule energy (MU) | Actual drawal (MU) | Over / Under drawal (MU) | Underdrwal in MU | UI Received (Rs Cr) | UI Paid (Rs Cr) | Net UI Received (Rs Cr) | Excess drawal of energy(beyond schedule) during frequency above 50.5HZ (MU) | Less drawal of energy(beyond schedule) during frequency above 50.5HZ (MU) | Excess drawal of energy(beyond schedule) during frequency below 50.5HZ (MU) | Less drawal of energy (beyond schedule) during frequency below 50.5HZ (MU) | Above 50.2 (50.5) | 50.0< F >50.5 | 49.5< F >50.0 | 49.02< F >49.5 | Below 49.02
2013-04-05 | -273.5118 | -326.8854 | -53.3735 | 2.3955 | 0.54851 |  | -5.8855 | [8 empty] | 0
2013-05-05 | -299.1359 | -353.0984 | -53.9625 | 7.8812 | 3.8647 |  | -0.89473 | [8 empty] | 0
2013-06-05 | -475.3023 | -530.1079 | -54.8056 | 7.1858 | 1.8132 |  | -0.43473 | [8 empty] | 0
2013-07-05 | -488.2923 | -576.2629 | -87.9706 | 2.9656 | 0.50421 |  | -6.0374 | [8 empty] | 0
2013-08-05 | -555.3731 | -612.2907 | -56.9176 | 5.9553 | 0.3744 |  | 0.13198 | [8 empty] | 0
2013-09-05 | -394.1588 | -379.4379 | 14.7209 | 27.445 | 8.9679 |  | 8.1791 | [8 empty] | 0
2013-10-05 | -278.1291 | -219.0883 | 59.0408 | 61.56 | 12.3145 |  | 12.2299 | [8 empty] | 0
2013-11-05 | -245.0978 | -181.8303 | 63.2675 | 64.1208 | 14.4985 |  | 14.4597 | [8 empty] | 0
2013-12-05 | -373.0971 | -387.9098 | -14.8127 | 6.9514 | 2.9595 |  | 0.45006
2014-01-05 | -390.6165 | -422.4187 | -31.8023 | 4.5777 | 0.82125 |  | -0.9909
2014-02-05 | -286.3444 | -301.175 | -14.8306 | 6.4921 | 1.7955 |  | 0.05197
2014-03-05 | -424.6176 | -444.2923 | -19.6747 | 2.7998 | 1.1591 |  | -1.5563
TOTAL | -4483.6768 | -4734.7976 | -251.1209 | 200.33 | 49.6212 | 0 | 19.7031
(-ve) means drawl by GRIDCO.
(+ve) means injection by GRIDCO.
MONTH | Schedule energy (MU) | Actual drawal (MU) | Over / Under drawal (MU) | Underdrwal in MU | UI Received (Rs Cr) | UI Paid (Rs Cr) | Net UI Received (Rs Cr) | Excess drawal of energy(beyond schedule) during frequency above 50.5HZ (MU) | Less drawal of energy(beyond schedule) during frequency above 50.5HZ (MU) | Excess drawal of energy(beyond schedule) during frequency below 50.5HZ (MU) | Less drawal of energy (beyond schedule) during frequency below 50.5HZ (MU) | Above 50.2 (50.5) | 50.0< F >50.5 | 49.5< F >50.0 | 49.02< F >49.5 | Below 49.02
2014-04-05 | -613.8888 | -599.5689 | 14.32 | 19.4306 | 8.8335 |  | 7.1321 | [8 empty] | 0
2014-05-05 | -664.19 | -670.6101 | -6.4202 | 15.0288 | 6.1019 |  | 4.3507 | [8 empty] | 0
2014-06-05 | -517.7915 | -566.9602 | -49.1687 | 3.7939 | 0.048119 |  | -13.4662 | [8 empty] | 0
2014-07-05 | -811.5811 | -843.2543 | -31.6733 | 6.4787 | 6.6484 |  | -0.50718 | [8 empty] | 0
2014-08-05 | -497.0589 | -479.8145 | 17.2444 | 25.9905 | 14.3585 |  | 10.3028 | [8 empty] | 0
2014-09-05 | -476.6043 | -475.9207 | 0.6836 | 8.5406 | 0.35385 |  | 1.3675 | [8 empty] | 0
2014-10-05 | -493.4752 | -520.1335 | -26.6583 | 2.8667 | 2.893 |  | -2.8064 | [8 empty] | 0
2014-11-05 |  |  | 0 | [12 empty] | #DIV/0!
2014-12-05 |  |  | 0
2015-01-05 |  |  | 0
2015-02-05 |  |  | 0
2015-03-05 |  |  | 0
TOTAL | -4074.5897 | -4156.2623 | -81.6725 | 82.1297 | 39.2371 | 0 | 6.3734
(-ve) means drawl by GRIDCO.
(+ve) means injection by GRIDCO.